{"text_format":"1","workbook":"xlsx","n_sheets":14,"sheets":["README","INPUT INFORMATION","REPORT","STAGE-STORAGE","Data","Chamber Images","C-4HD-Imperial","100HD-Imperial","150XLHD-Imperial","180HD-Imperial","280HD-Imperial","330XLHD-Imperial","360HD-Imperial","902HD-Imperial"],"not_rendered":{"charts":0,"images":38,"macros":1,"external_links":2,"defined_names":190,"comments":1,"pivot_tables":0},"unopened":[],"bounds":{"document_bytes":16777216,"sheet_cells":100000,"rows_first":2000,"rows_last":500,"rows_between":2000,"halvings":0,"cell_chars":16384,"cell_head_chars":4096},"cells_cut":0,"cells_raw":0,"read":"whole","date_system":"1900"}

{"sheet":"README","index":0,"n_rows":138,"n_cols":14,"rows_kept":138,"cut":false,"hidden":false,"merged":[[96,7,96,13],[1,13,1,14],[92,1,92,12],[102,0,102,12],[95,0,95,1],[1,2,1,12],[98,0,98,2],[96,0,96,2],[97,0,97,3],[2,2,2,9],[116,3,116,12],[118,2,118,12],[119,2,119,12],[112,2,112,12],[115,3,115,12],[120,2,120,12],[109,0,109,12],[137,2,137,12],[128,2,128,12],[130,2,130,12],[131,2,131,12],[133,2,133,12],[134,2,134,12],[135,2,135,12],[121,2,121,12],[123,2,123,12],[124,2,124,12],[125,2,125,12],[126,2,126,12],[136,2,136,12],[111,2,111,12]]}
[]
[null,null,"HOW TO USE THE CULTEC STORMWATER DESIGN CALCULATOR",null,null,null,null,null,null,null,null,null,null,"Version 08/20"]
[null,null,"Click here to watch our How To Instructional Video"]
[]
[1,"Save a Master Copy:  Be sure to keep this initial version as a master copy without user input adjustments"]
[null,"Do a \"SAVE AS\" of  this workbook with a filename which is a unique name to save the integrity of the master file copy each time you use it.  "]
[]
[2,"Project Information Section:  Fill the Project Name, Location, Date, etc."]
[]
[]
[]
[]
[]
[]
[]
[]
[]
[]
[]
[]
[]
[]
[]
[]
[]
[3,"Select Unit of Measure:  Select Imperial or Metric Units from the drop-down list"]
[]
[4,"Input Maximum Workable Bed Depth:  Input the maximum workable bed depth based on site constrains"]
[null,"This will help the Stormwater Design Calculator select an appropriate chamber model"]
[]
[5,"Input Maximum Bed Width:  Input the maximum bed width based on site constraints"]
[null,"This will help the Stormwater Design Calculator select an appropriate chamber configuration"]
[]
[6,"Input Required Storage Volume:  Input the maximum bed width based on site constraints"]
[null,"This will help the Stormwater Design Calculator select an appropriate chamber configuration"]
[]
[7,"Select Appropriate Chamber Model:  The Maximum Workable Bed Depth will help you select the appropriate chamber mode"]
[null,"Chamber sizing information can be located via the links at the bottom of this page."]
[]
[]
[]
[]
[]
[]
[]
[]
[]
[]
[]
[]
[]
[]
[]
[]
[8,"Input Stone Void:  Industry standard is 40%. You may adjust this percentage as needed"]
[]
[9,"Manifolds:  Select desired manifold configuration","Select desired manifold configuration."]
[]
[10,"Input Stone Depth Above Chamber and Below Chamber:  Adjust the depth of stone above and below the chamber. The Stormwater Design Calculator will identify"]
[null,"minimum values based on the current chamber selection. You may increase these values based on design intent"]
[]
[11,"Input Stone Spacing Between Chamber Rows:  Adjust the width of stone between the chamber rows. The Stormwater Design Calculator will identify minimum values"]
[null,"based on the current chamber selection. You may increase these values based on design intent"]
[]
[12,"Separator Row:  Check \"Include Separator Row\" if desired"]
[]
[13,"Stone Base Elevation:  Input the bottom of stone elevation if known"]
[]
[14,"Get Report:  Click the \"Get Report\" button and the Stormwater Design Calculator will geterate a proposed system configuration"]
[null,"Inputs may be adjusted in order to achieve desired system configuration"]
[]
[]
[]
[]
[]
[]
[]
[]
[]
[]
[]
[]
[]
[]
[]
[]
[]
["Additional Notes"]
[1,"Reconfiguring the bed layout may effect actual storage provided."]
[]
[2,"Storage calculations include the storage provided by the stone border surrounding the perimeter of the bed."]
[]
[3,"The model specific web pages have additional information such as CAD and PDF details, spec information, and submittal packages.  Brochures, installation instructions and other design tools are also available on the DOWNLOADS page of www.cultec.com."]
[]
["Helpful Links:",null,null,null,"Published by",null,null,"Copyright Notice"]
["www.cultec.com",null,null,null,"CULTEC, Inc.",null,null,"©2020 CULTEC, Inc. All rights reserved. Created in the USA."]
["tech@cultec.com",null,null,null,"P.O. Box 280",null,null,"This program and any accompanying CULTEC products are copyrighted by CULTEC, Inc."]
["Contactor & Recharger Models",null,null,null,"878 Federal Road",null,null,"Any reproduction and/or distribution without prior written consent from CULTEC, Inc. is strictly prohibited. "]
["DOWNLOADS page",null,null,null,"Brookfield, CT 06804 USA"]
[null,null,null,null,"www.cultec.com"]
[]
["Contact Information"]
["For general information on our products and services, please contact our offices within the United States at (800)428-5832, (203)775-4416,"]
["or e-mail us at custservice@cultec.com. For technical support, please call (203)775-4416 Ext. 203 or e-mail tech@cultec.com."]
[]
[]
[]
["CULTEC End-User License Agreement "]
[]
["End-User License Agreement (“EULA\") between CULTEC, Inc. (\"CULTEC\") and the end-user (\"Licensee\") of CULTEC’s royalty-free software, including but not limited the CULTEC Incremental Storage Calculator (the \"Software\").  By installing, copying or using any or all of the Software, the Licensee agrees to be bound by the terms of this EULA."]
[1,"License"]
[null,1.1000000000000001,"Grant of License: Subject to the terms and conditions set forth in this Agreement, CULTEC grants to Licensee a non-exclusive, non-transferable, non-assignable, royalty-free license to install and use the Software on Licensee’s computers, including servers, solely for the purpose of creating estimates, proposals, materials lists, and specifications for CULTEC Stormwater Systems."]
[null,1.2,"Registration: CULTEC may require Licensee to register Licensee’s correct name, address, and e-mail address with CULTEC prior to or subsequent to receiving and installing the Software."]
[2,"Limitations"]
[null,2.1,"Restrictions:  Licensee shall not:"]
[null,null,"(a) ","reverse engineer, decompile, or disassemble the Software, except and only to the extent that such activity is expressly permitted by applicable law notwithstanding this limitation;"]
[null,null,"(b)","use the Software for creating estimates, proposals, materials lists, and specifications for non-CULTEC Stormwater Systems"]
[null,null,"(c )","use the Incremental Storage Calculator as sole engineering design program."]
[null,2.2000000000000002,"Ownership:  CULTEC or its suppliers own the title, copyright, trademark, and other intellectual property rights in the Software.  The Software is protected by copyright and other intellectual property laws and treaties.  CULTEC reserves all rights not expressly granted by this EULA."]
[null,2.2999999999999998,"Copyright and Trademark Notices: Licensee shall not remove, cover or alter any of the copyright, trademark or other proprietary notices placed upon, embedded in or displayed by the Software or on its packaging and related materials."]
[null,2.4," Maintenance: CULTEC has no obligation under this EULA to provide any support, maintenance, or other services. CULTEC Technical Assistance will be made available at CULTEC’s discretion by telephone at 800-428-5832 or 203-775-4416."]
[null,2.5,"Updates: CULTEC, in its sole discretion, may provide Licensee with Updates to the Software. Nothing herein shall be construed or interpreted as requiring CULTEC to provide Updates. "]
[3,"Disclaimers"]
[null,3.1,"Estimation Only:  The Software output should be reviewed, interpreted, applied, and approved by a qualified engineer who is responsible for it the design of the stormwater system. The CULTEC Incremental Storage Calculator should be used for creation of proposals only and should not take the place of a comprehensive engineering design.  "]
[null,3.2,"Data Entry: The user of this software must select input values suitable to describe their specific engineering situation.  Data entry and verification of the data input to and output from the Software shall be the sole responsibility of Licensee. "]
[null,3.3," Disclaimer: THE SOFTWARE AND ANY MANUALS OR DOCUMENTATION ARE PROVIDED \"AS IS,\" AND CULTEC EXPRESSLY DISCLAIMS ANY AND ALL WARRANTIES, WHETHER EXPRESS OR IMPLIED, INCLUDING, WITHOUT LIMITATION, ANY IMPLIED WARRANTIES OF MERCHANTABILITY OR FITNESS FOR A PARTICULAR PURPOSE, OR NONINFRINGEMENT.  CULTEC DOES NOT WARRANT THAT THE SOFTWARE WILL MEET LICENSEE’S REQUIREMENTS OR THAT OPERATION OF THE SOFTWARE WILL BE UNINTERRUPTED OR ERROR FREE.  LICENSEE ASSUMES RESPONSIBILITY FOR USE OF THE SOFTWARE AND FOR THE RESULTS OBTAINED FROM USE OF THE SOFTWARE. "]
[null,3.4,"Limitation of Damages: CULTEC SHALL NOT BE LIABLE TO YOU OR ANY THIRD PARTY FOR ANY INDIRECT, SPECIAL, INCIDENTAL, PUNITIVE, COVER OR CONSEQUENTIAL DAMAGES (INCLUDING, BUT NOT LIMITED TO, DAMAGES FOR THE INABILITY TO USE EQUIPMENT OR ACCESS DATA, LOSS OF BUSINESS, LOSS OF PROFITS, BUSINESS INTERRUPTION OR THE LIKE), ARISING OUT OF THE USE OF, OR INABILITY TO USE, THE SOFTWARE OR BASED ON ANY THEORY OF LIABILITY INCLUDING BREACH OF CONTRACT, BREACH OF WARRANTY, TORT (INCLUDING NEGLIGENCE), PRODUCT LIABILITY OR OTHERWISE, EVEN IF CULTEC OR ITS REPRESENTATIVES HAVE BEEN ADVISED OF THE POSSIBILITY OF SUCH DAMAGES."]
[4,"Indemnity "]
[null,4.0999999999999996,"Licensee agrees to defend, indemnify, and hold harmless CULTEC, and its officers, directors and employees, from and against any lawsuits, claims, losses, damages, fines and expenses (including attorneys' fees and costs) arising out of its use of the Software or its breach of this Agreement."]
[5,"Term and Termination"]
[null,5.0999999999999996," Term: This EULA shall commence on the date of installation of the Software by the Licensee and continue in effect until terminated as provided herein."]
[null,5.2,"Termination: CULTEC may terminate this EULA at its sole discretion at any time.  Upon termination Licensee must permanently remove the Software from its computer(s) and server(s). All provisions of this EULA that by their nature should survive termination of this Agreement do survive its termination, including, but not limited to, provisions on ownership, proprietary rights, warranty disclaimers, liability and remedy limitations."]
[6,"Miscellaneous Provisions"]
[null,6.1,"Entire Agreement: This EULA constitutes the entire agreement between the parties to this EULA and supersedes all prior and contemporaneous agreements, understandings, negotiations and discussions of the parties."]
[null,6.2,"Amendments: This EULA may not be modified or amended except by an instrument in writing executed by the duly authorized signing officers of both parties hereto."]
[null,6.3,"Successors: This EULA shall inure to the benefit of and be binding upon the parties hereto and their respective heirs, administrators, executors, successors and assigns."]
[null,6.4,"Governing Law: This EULA shall be governed by and construed in accordance with the laws of State of Connecticut, and the parties hereby agree to the jurisdiction of the courts of State of Connecticut."]
[null,6.5,"Severability: If any Article, Section, paragraph or provision of this EULA is determined to be void or unenforceable in whole or in part, it shall not affect or impair the validity or enforcement of any other provision of this EULA. "]

{"sheet":"INPUT INFORMATION","index":1,"n_rows":66,"n_cols":24,"rows_kept":66,"cut":false,"hidden":false,"merged":[[51,1,51,5],[50,1,50,7],[45,1,45,7],[42,3,42,6],[1,1,1,7],[41,3,41,6],[0,1,0,8],[16,5,16,7],[31,1,31,7],[36,1,36,7],[14,1,14,7]]}
[null,"CULTEC Stormwater Design Calculator",null,null,null,null,null,null,null,null,null,null,null,null,null,null,null,null,null,null,null,null,null,true]
[null,"Please Fill in the Shaded Cells"]
[]
[null,"Project Information:",null,null,"Calculations Performed By:",null,null,"Date:"]
[null,"Project Name",null,null,"Name",null,null,{"$f":"TODAY()","v":"2020-08-11"}]
[null,"Address",null,null,"Company Name",null,null,"Project Number:"]
[null,"City",null,null,"Address"]
[null,"State/Province",null,null,"City"]
[null,"ZIP/Postal Code",null,null,"State/Province"]
[null,"Country",null,null,"ZIP/Postal Code"]
[null,null,null,null,"Country"]
[null,null,null,null,"Phone"]
[null,null,null,null,"Email"]
[]
[null,"Input Project Requirements"]
[]
[null,"Unit of Measure","Imperial"]
[null,"Select Model","Recharger 902HD"]
[]
[null,"Stone Porosity  ",0.4]
[null,"Number of HVLV Internal Manifolds","2 Internal Manifolds",null,null,null,null,null,null,null,null,null,null,null,null,null,null,"Check box linked cells"]
[null,"Stone Depth Above Chamber",12,{"$f":"IF($C$17=\"Imperial\",\"inches\",\"mm\")","v":"inches"},{"$f":"ROUND(VLOOKUP(C18,Data!A:V,20,FALSE)*IF(C17=\"Metric\",25.4,1),0)","v":12},{"$f":"IF(C22<E22,\"Min. of \"&E22&\" \"&D22&\" Required\",\"\")","v":""},null,null,null,null,null,null,null,null,null,null,null,"Stone Above ",false,{"$f":"IF(S22=TRUE,0,C22)","v":12}]
[null,"Stone Depth Below Chamber",9,{"$f":"IF($C$17=\"Imperial\",\"inches\",\"mm\")","v":"inches"},{"$f":"ROUND(VLOOKUP(C18,Data!A:V,21,FALSE)*IF(C17=\"Metric\",25.4,1),0)","v":9},{"$f":"IF(C23<E23,\"Min. of \"&E23&\" \"&D23&\" Required\",\"\")","v":""},null,null,null,null,null,null,null,null,null,null,null,"Stone Base",false,{"$f":"IF(S23=TRUE,0,C23)","v":9}]
[null,"Stone Between Chamber rows",9,{"$f":"IF($C$17=\"Imperial\",\"inches\",\"mm\")","v":"inches"},{"$f":"ROUND(VLOOKUP(C18,Data!A:V,6,FALSE)*IF(C17=\"Metric\",25.4,1),0)","v":9},{"$f":"IF(C24<E24,\"Min. of \"&E24&\" \"&D24&\" Required\",\"\")","v":""}]
[null,"      Include Separator Row"]
[null,"Workable Bed Depth",10,{"$f":"IF($C$17=\"Imperial\",\"feet\",\"meters\")","v":"feet"},{"$f":"IF(C26<Data!AI33,Data!AI33,\"\")","v":""},{"$f":"IF(C26<Data!AI33,Data!AJ33&\" Min. Depth\",\"\")","v":""}]
[null,"Max. Bed Width",25,{"$f":"IF($C$17=\"Imperial\",\"feet\",\"meters\")","v":"feet"},{"$f":"IF(C27<Data!AI32,Data!AI32,\"\")","v":""},{"$f":"IF(C27<Data!AI32,Data!AJ32&\" Min. Width\",\"\")","v":""}]
[null,"Storage Volume Required",10000,{"$f":"IF($C$17=\"Imperial\",\"cu. feet\",\"cu. meters\")","v":"cu. feet"}]
[null,"Stone Base Elevation",0,{"$f":"IF($C$17=\"Imperial\",\"feet\",\"meters\")","v":"feet"}]
[]
[]
[null,"Additional Information:"]
[null,"Other models are available if products above do not meet your requirements. Contact CULTEC for further design assistance."]
[null,"Model \"S\" Starter is available on Recharger models only. Contactor models use Model \"R\" Starters."]
[null,"Call CULTEC at 203-775-4416 for pricing information."]
[]
[null,"Hyperlinks to product specific webpages: "]
[null,"Please visit our website  for more information such as CAD details, spec information, brochures, installation instructions, and other design tools on certain models."]
[]
[null,"Contactor Field Drain C-4HD","Recharger 280HD","HVLV SFCx2 Feed Connector",null,"CULTEC No. 4800 Woven Geotextile"]
[null,"Contactor 100HD","Recharger 330XLHD","HVLV FC-24 Feed Connector",null,"CULTEC No. 410 Non-Woven Geotextile"]
[null,"Recharger 150XLHD","Recharger 360HD","HVLV FC-48 Feed Connector"]
[null,"Recharger 180HD","Recharger 902HD"]
[]
[null,"Automated CAD Drawings Using CULTEC StormGenie"]
[null,"Now that you have selected your proposed model, save this spreadsheet with a different filename."]
[]
[null,"If you do not have the CULTEC StormGenie program, go to www.cultec.com/stormgenie.html to download the latest version and instruction guide."]
[null,"Click here to download CULTEC StormGenie Automated Drawing Program"]
[]
[null,"If you already have the CULTEC StormGenie program, open AutoCAD and generate your project specific CAD drawing. "]
[null,"Check for updates. "]
[null,"For design assistance, drawings and pricing send these calculations to: "]
[null,"mailto:tech@cultec.com"]
[]
[null,"Website:"]
[null,"www.cultec.com"]
[]
[]
[]
[]
[]
[]
[]
[]
[null,false]

{"sheet":"REPORT","index":2,"n_rows":84,"n_cols":15,"rows_kept":84,"cut":false,"hidden":false,"merged":[[0,1,0,14],[1,10,1,11],[5,10,5,14],[3,10,3,14],[4,10,4,14],[3,1,3,4],[4,1,4,4],[5,1,5,4],[1,2,1,4],[1,12,1,14],[35,20,35,22],[37,20,37,22],[23,1,23,3],[17,1,17,2],[18,1,18,2],[19,1,19,2],[19,18,19,25],[35,4,35,7],[31,9,31,10],[30,9,30,10],[29,9,29,10],[28,9,28,10],[28,4,28,7],[29,4,29,7],[30,4,30,7],[31,4,31,7],[48,10,48,12],[50,10,50,12],[49,10,49,12],[83,6,83,9],[74,5,74,11],[75,6,75,9],[76,6,76,9],[77,6,77,9],[78,6,78,9],[79,6,79,9],[80,6,80,9],[81,6,81,9],[82,6,82,9],[44,10,44,12],[45,10,45,12],[37,1,37,14],[46,10,46,12],[47,10,47,12],[8,10,8,14],[41,10,42,14],[43,10,43,12],[24,1,24,14],[22,1,22,2],[15,10,15,14],[16,10,16,14],[15,1,15,4],[16,1,16,4],[20,1,20,2],[21,1,21,2],[6,1,6,4],[6,10,6,14],[35,9,35,10],[34,9,34,10],[33,9,33,10],[32,9,32,10],[9,10,9,14],[10,10,10,14],[11,10,11,14],[26,4,26,10],[33,4,33,7],[34,4,34,7],[27,9,27,10],[7,1,7,4],[8,1,8,4],[32,4,32,7]]}
[null,"CULTEC Stormwater Design Calculator"]
[null,"Date: ",{"$f":"'INPUT INFORMATION'!H5","v":"2020-08-11"},null,null,null,null,null,null,null,{"$f":"IF('INPUT INFORMATION'!H7<=0,\"\",\"Project Number:\")","v":""},null,{"$f":"IF('INPUT INFORMATION'!H7<=0,\"\",'INPUT INFORMATION'!H7)","v":""}]
[]
[null,"Project Information:",null,null,null,null,null,null,null,null,"Calculations Performed By:"]
[null,{"$f":"IF('INPUT INFORMATION'!C5<=0,\"\",'INPUT INFORMATION'!C5)","v":""},null,null,null,null,null,null,null,null,{"$f":"IF('INPUT INFORMATION'!F5<=0,\"\",'INPUT INFORMATION'!F5)","v":""}]
[null,{"$f":"IF('INPUT INFORMATION'!C6<=0,\"\",'INPUT INFORMATION'!C6)","v":""},null,null,null,null,null,null,null,null,{"$f":"IF('INPUT INFORMATION'!F6<=0,\"\",'INPUT INFORMATION'!F6)","v":""}]
[null,{"$f":"IF('INPUT INFORMATION'!C7<=0,\"\",'INPUT INFORMATION'!C7)","v":""},null,null,null,null,null,null,null,null,{"$f":"IF('INPUT INFORMATION'!F7<=0,\"\",'INPUT INFORMATION'!F7)","v":""}]
[null,{"$f":"IF('INPUT INFORMATION'!C8<=0,\"\",'INPUT INFORMATION'!C8)","v":""},null,null,null,null,null,null,null,null,{"$f":"IF('INPUT INFORMATION'!F8<=0,\"\",'INPUT INFORMATION'!F8)","v":""},null,{"$f":"IF('INPUT INFORMATION'!F9<=0,\"\",'INPUT INFORMATION'!F9)","v":""}]
[null,{"$f":"IF('INPUT INFORMATION'!C10<=0,\"\",'INPUT INFORMATION'!C10)","v":""},null,null,null,null,null,null,null,null,{"$f":"IF('INPUT INFORMATION'!F10<=0,\"\",'INPUT INFORMATION'!F10)","v":""}]
[null,null,null,null,null,null,null,null,null,null,{"$f":"IF('INPUT INFORMATION'!F11<=0,\"\",'INPUT INFORMATION'!F11)","v":""}]
[null,null,null,null,null,null,null,null,null,null,{"$f":"IF('INPUT INFORMATION'!F12<=0,\"\",'INPUT INFORMATION'!F12)","v":""}]
[null,null,null,null,null,null,null,null,null,null,{"$f":"IF('INPUT INFORMATION'!F13<=0,\"\",'INPUT INFORMATION'!F13)","v":""}]
[]
[]
[]
[null,{"$f":"'INPUT INFORMATION'!C18","v":"Recharger 902HD"},null,null,null,null,null,null,null,null,"Breakdown of Storage Provided by "]
[null,"Chamber Specifications",null,null,null,null,null,null,null,null,{"$f":"('INPUT INFORMATION'!C18) &\" Stormwater System\"","v":"Recharger 902HD Stormwater System"}]
[null,"Height",null,{"$f":"IF('INPUT INFORMATION'!$C$17=\"Metric\",Data!AA7,Data!Z7)","v":48},{"$f":"IF('INPUT INFORMATION'!$C$17=\"Imperial\",\"inches\",\"mm\")","v":"inches"},null,null,null,null,null,null,null,"Within Chambers",{"$f":"IF('INPUT INFORMATION'!C17=\"Metric\",Data!AH13,Data!AG13)","v":6109.6800539999995},{"$f":"IF('INPUT INFORMATION'!$C$17=\"Imperial\",\"cu. feet\",\"cu. meters\")","v":"cu. feet"}]
[null,"Width",null,{"$f":"IF('INPUT INFORMATION'!$C$17=\"Metric\",Data!AA8,Data!Z8)","v":78},{"$f":"IF('INPUT INFORMATION'!$C$17=\"Imperial\",\"inches\",\"mm\")","v":"inches"},null,null,null,null,null,null,null,"Within Feed Connectors",{"$f":"IF('INPUT INFORMATION'!$C$17=\"Metric\",Data!AH14,Data!AG14)","v":2.7389999999999999},{"$f":"IF('INPUT INFORMATION'!$C$17=\"Imperial\",\"cu. feet\",\"cu. meters\")","v":"cu. feet"}]
[null,"Length",null,{"$f":"IF('INPUT INFORMATION'!$C$17=\"Metric\",Data!AA9,Data!Z9)","v":4.0999999999999996},{"$f":"IF('INPUT INFORMATION'!$C$17=\"Imperial\",\"feet\",\"meters\")","v":"feet"},null,null,null,null,null,null,null,"Within Stone",{"$f":"IF('INPUT INFORMATION'!$C$17=\"Metric\",Data!AH15,Data!AG15)","v":3920.7715117333328},{"$f":"IF('INPUT INFORMATION'!$C$17=\"Imperial\",\"cu. feet\",\"cu. meters\")","v":"cu. feet"}]
[null,"Installed Length",null,{"$f":"IF('INPUT INFORMATION'!$C$17=\"Metric\",Data!AA10,Data!Z10)","v":3.6666666666666665},{"$f":"IF('INPUT INFORMATION'!$C$17=\"Imperial\",\"feet\",\"meters\")","v":"feet"},null,null,null,null,null,null,null,"Total Storage Provided",{"$f":"IF('INPUT INFORMATION'!$C$17=\"Metric\",Data!AH16,Data!AG16)","v":10033.190565733332},{"$f":"IF('INPUT INFORMATION'!$C$17=\"Imperial\",\"cu. feet\",\"cu. meters\")","v":"cu. feet"}]
[null,"Bare Chamber Volume",null,{"$f":"IF('INPUT INFORMATION'!$C$17=\"Metric\",Data!AA11,Data!Z11)","v":63.469999999999992},{"$f":"IF('INPUT INFORMATION'!$C$17=\"Imperial\",\"cu. feet\",\"cu. meters\")","v":"cu. feet"},null,null,null,null,null,null,null,"Total Storage Required",{"$f":"'INPUT INFORMATION'!C28","v":10000},{"$f":"'INPUT INFORMATION'!D28","v":"cu. feet"}]
[null,"Installed Chamber Volume",null,{"$f":"IF('INPUT INFORMATION'!$C$17=\"Metric\",Data!AA12,Data!Z12)","v":99.223666666666659},{"$f":"IF('INPUT INFORMATION'!$C$17=\"Imperial\",\"cu. feet\",\"cu. meters\")","v":"cu. feet"}]
[]
[null,"Materials List"]
[]
[null,null,null,null,{"$f":"'INPUT INFORMATION'!C18","v":"Recharger 902HD"}]
[null,null,null,null,"Total Number of Chambers Required",null,null,null,{"$f":"IF('INPUT INFORMATION'!C18=\"Recharger 902HD\",REPORT!I31,IF('INPUT INFORMATION'!C18='Chamber Images'!A9,REPORT!I31,Data!AG6+Data!AG7+Data!AG8))","v":96},"pieces"]
[null,null,null,null,{"$f":"IF('INPUT INFORMATION'!$X$1=TRUE,\"Separator Row Chambers\",\"\")","v":"Separator Row Chambers"},null,null,null,{"$f":"IF('INPUT INFORMATION'!X1=TRUE,IF('INPUT INFORMATION'!C17=\"Imperial\",Data!AG41,Data!AH41),\"\")","v":32},{"$f":"IF('INPUT INFORMATION'!$X$1=TRUE,\"pieces\",\"\")","v":"pieces"},null,{"$f":"IF('INPUT INFORMATION'!$X$1=TRUE,\"Separator Row Qty  Included in Total \",\"\")","v":"Separator Row Qty  Included in Total "}]
[null,null,null,null,{"$f":"IF(OR('INPUT INFORMATION'!C18=\"Contactor Field Drain C-4HD\",'INPUT INFORMATION'!C18=\"Contactor 100HD\",'INPUT INFORMATION'!C18=\"Recharger 902HD\",'INPUT INFORMATION'!C18='Chamber Images'!A9),\"\",\"Starter Chambers\")","v":""},null,null,null,{"$f":"IF('INPUT INFORMATION'!$C$18=\"Contactor Field Drain C-4HD\",\"\",IF('INPUT INFORMATION'!$C$18=\"Recharger 902HD\",\"\",IF('INPUT INFORMATION'!C18='Chamber Images'!A9,\"\",IF('INPUT INFORMATION'!$C$18=\"Contactor 100HD\",\"\",IF(Data!AG6<0,0,Data!AG6)))))","v":""},{"$f":"IF(OR('INPUT INFORMATION'!C18=\"Contactor Field Drain C-4HD\",'INPUT INFORMATION'!C18=\"Contactor 100HD\",'INPUT INFORMATION'!C18=\"Recharger 902HD\",'INPUT INFORMATION'!C18='Chamber Images'!A9),\"\",\"pieces\")","v":""}]
[null,null,null,null,{"$f":"IF(OR('INPUT INFORMATION'!C18=\"Recharger 902HD\",'INPUT INFORMATION'!C18='Chamber Images'!A9),\"Chamber Units\",IF(OR('INPUT INFORMATION'!C18=\"Contactor Field Drain C-4HD\",'INPUT INFORMATION'!C18=\"Contactor 100HD\"),\"Starter Chambers\",\"Intermediate Chambers\"))","v":"Chamber Units"},null,null,null,{"$f":"IF('INPUT INFORMATION'!$C$18=\"Contactor Field Drain C-4HD\",Data!$AG$6,IF('INPUT INFORMATION'!$C$18=\"Recharger 902HD\",Data!$AG$8,IF('INPUT INFORMATION'!C18='Chamber Images'!A9,Data!$AG$8,IF('INPUT INFORMATION'!$C$18=\"Contactor 100HD\",Data!$AG$6,IF(Data!AG7<0,0,Data!AG7)))))","v":96},"pieces"]
[null,null,null,null,{"$f":"IF(OR('INPUT INFORMATION'!C18=\"Recharger 902HD\",'INPUT INFORMATION'!C18='Chamber Images'!A9),\"End Caps\",\"End Chambers\")","v":"End Caps"},null,null,null,{"$f":"IF('INPUT INFORMATION'!C18=\"Recharger 902HD\",Data!AG6,IF('INPUT INFORMATION'!C18='Chamber Images'!A9,Data!AG6,IF(Data!AG8<0,0,Data!AG8)))","v":6},"pieces"]
[null,null,null,null,{"$f":"Data!AG35","v":"HVLV FC-48 Feed Connectors"},null,null,null,{"$f":"Data!AG9","v":4},"pieces",null,{"$f":"IF('INPUT INFORMATION'!$C$18=\"Contactor Field Drain C-4HD\",\"\",\"Based on\")","v":"Based on"},{"$f":"IF('INPUT INFORMATION'!$C$18=\"Contactor Field Drain C-4HD\",\"\",'INPUT INFORMATION'!$C$21)","v":"2 Internal Manifolds"}]
[null,null,null,null,"CULTEC No. 410 Non-Woven Geotextile",null,null,null,{"$f":"IF('INPUT INFORMATION'!$C$17=\"Metric\",Data!AH11,Data!AG11)","v":997.74745370370351},{"$f":"IF('INPUT INFORMATION'!$C$17=\"Imperial\",\"sq. yards\",\"sq. meters\")","v":"sq. yards"}]
[null,null,null,null,"CULTEC No. 4800 Woven Geotextile",null,null,null,{"$f":"IF('INPUT INFORMATION'!$C$17=\"Metric\",Data!AH10,Data!AG10)","v":171},{"$f":"IF('INPUT INFORMATION'!$C$17=\"Imperial\",\"feet\",\"meters\")","v":"feet"}]
[null,null,null,null,"Stone",null,null,null,{"$f":"IF('INPUT INFORMATION'!$C$17=\"Metric\",Data!AH12,Data!AG12)","v":363.03439923456784},{"$f":"IF('INPUT INFORMATION'!$C$17=\"Imperial\",\"cu. yards\",\"cu. meters\")","v":"cu. yards"}]
[]
[null,"Bed Detail"]
[]
[]
[]
[null,null,null,null,null,null,null,null,null,null,"Bed Layout Information"]
[]
[null,null,null,null,null,null,null,null,null,null,"Number of Rows Wide",null,null,{"$f":"Data!AG17","v":3},"pieces"]
[null,null,null,null,null,null,null,null,null,null,"Number of Chambers Long",null,null,{"$f":"Data!AG18","v":32},"pieces"]
[null,null,null,null,null,null,null,null,null,null,"Chamber Row Width",null,null,{"$f":"IF('INPUT INFORMATION'!$C$17=\"Metric\",Data!AH19,Data!AG19)","v":21},{"$f":"IF('INPUT INFORMATION'!$C$17=\"Imperial\",\"feet\",\"meters\")","v":"feet"}]
[null,null,null,null,null,null,null,null,null,null,"Chamber Row Length",null,null,{"$f":"IF('INPUT INFORMATION'!$C$17=\"Metric\",Data!AH20,Data!AG20)","v":118.33533333333332},{"$f":"IF('INPUT INFORMATION'!$C$17=\"Imperial\",\"feet\",\"meters\")","v":"feet"}]
[null,null,null,null,null,null,null,null,null,null,"Bed Width",null,null,{"$f":"IF('INPUT INFORMATION'!$C$17=\"Metric\",Data!AH21,Data!AG21)","v":23},{"$f":"IF('INPUT INFORMATION'!$C$17=\"Imperial\",\"feet\",\"meters\")","v":"feet"}]
[null,null,null,null,null,null,null,null,null,null,"Bed Length",null,null,{"$f":"IF('INPUT INFORMATION'!$C$17=\"Metric\",Data!AH22,Data!AG22)","v":120.33533333333332},{"$f":"IF('INPUT INFORMATION'!$C$17=\"Imperial\",\"feet\",\"meters\")","v":"feet"}]
[null,null,null,null,null,null,null,null,null,null,"Bed Area Required",null,null,{"$f":"IF('INPUT INFORMATION'!$C$17=\"Metric\",Data!AH23,Data!AG23)","v":2767.7126666666663},{"$f":"IF('INPUT INFORMATION'!$C$17=\"Imperial\",\"sq. feet\",\"sq. meters\")","v":"sq. feet"}]
[null,null,null,null,null,null,null,null,null,null,"Length of Separator Row",null,null,{"$f":"IF('INPUT INFORMATION'!X1=TRUE,IF('INPUT INFORMATION'!C17=\"Imperial\",Data!AG39,Data!AH39),\"N/A\")","v":118.33533333333332},{"$f":"IF('INPUT INFORMATION'!$C$17=\"Imperial\",\"feet\",\"meters\")","v":"feet"}]
[]
[]
[null,null,"Bed detail for reference only. Not project specific. Not to scale."]
[]
[]
[]
[]
[]
[]
[]
[]
[]
[]
[]
[]
[]
[]
[]
[]
[]
[]
[]
[null,null,"Conceptual graphic only. Not job specific. "]
[null,null,null,null,null,"Cross Section Table Reference"]
[null,null,null,null,null,"A","Depth of Stone Base",null,null,null,{"$f":"'INPUT INFORMATION'!C23","v":9},{"$f":"IF('INPUT INFORMATION'!$C$17=\"Imperial\",\"inches\",\"mm\")","v":"inches"}]
[null,null,null,null,null,"B","Chamber Height",null,null,null,{"$f":"D18","v":48},{"$f":"IF('INPUT INFORMATION'!$C$17=\"Imperial\",\"inches\",\"mm\")","v":"inches"}]
[null,null,null,null,null,"C","Depth of Stone Above Units ",null,null,null,{"$f":"'INPUT INFORMATION'!C22","v":12},{"$f":"IF('INPUT INFORMATION'!$C$17=\"Imperial\",\"inches\",\"mm\")","v":"inches"}]
[null,null,null,null,null,"D","Depth of 95% Compacted Fill",null,null,null,{"$f":"IF('INPUT INFORMATION'!$C$17=\"Metric\",Data!AH26,Data!AG26)","v":12},{"$f":"IF('INPUT INFORMATION'!$C$17=\"Imperial\",\"inches\",\"mm\")","v":"inches"}]
[null,null,null,null,null,"E","Max. Depth Allowed Above the Chamber",null,null,null,{"$f":"IF('INPUT INFORMATION'!$C$17=\"Metric\",Data!AH27,Data!AG27)","v":8.33},{"$f":"IF('INPUT INFORMATION'!$C$17=\"Imperial\",\"feet\",\"meters\")","v":"feet"}]
[null,null,null,null,null,"F","Chamber Width",null,null,null,{"$f":"D19","v":78},{"$f":"IF('INPUT INFORMATION'!$C$17=\"Imperial\",\"inches\",\"mm\")","v":"inches"}]
[null,null,null,null,null,"G","Center to Center Spacing",null,null,null,{"$f":"IF('INPUT INFORMATION'!$C$17=\"Metric\",Data!AH30,Data!AG30)","v":7.25},{"$f":"IF('INPUT INFORMATION'!$C$17=\"Imperial\",\"feet\",\"meters\")","v":"feet"}]
[null,null,null,null,null,"H","Effective Depth",null,null,null,{"$f":"IF('INPUT INFORMATION'!C17=\"Metric\",Data!AH24,Data!AG24)","v":5.75},{"$f":"IF('INPUT INFORMATION'!$C$17=\"Imperial\",\"feet\",\"meters\")","v":"feet"}]
[null,null,null,null,null,"I","Bed Depth",null,null,null,{"$f":"IF('INPUT INFORMATION'!$C$17=\"Metric\",Data!AH25,Data!AG25)","v":6.75},{"$f":"IF('INPUT INFORMATION'!$C$17=\"Imperial\",\"feet\",\"meters\")","v":"feet"}]

{"sheet":"STAGE-STORAGE","index":3,"n_rows":149,"n_cols":16,"rows_kept":149,"cut":false,"hidden":false,"merged":[[22,13,22,14],[21,1,21,14],[22,1,22,2],[22,3,22,4],[22,5,22,6],[22,7,22,8],[22,9,22,10],[22,11,22,12],[0,1,0,14],[4,1,4,4],[6,1,6,4],[8,2,8,3],[2,1,2,4],[1,8,1,9],[5,1,5,4],[3,6,3,7],[4,6,4,7],[1,2,1,4]]}
[null,"CULTEC Stage-Storage Calculations"]
[null,"Date:",{"$f":"TODAY()","v":"2020-08-11"}]
[]
[null,"Project Information:",null,null,null,null,"Project Number:"]
[null,{"$f":"IF('INPUT INFORMATION'!C5<=0,\"\",'INPUT INFORMATION'!C5)","v":""},null,null,null,null,{"$f":"'INPUT INFORMATION'!H7","v":0}]
[null,{"$f":"IF('INPUT INFORMATION'!C6<=0,\"\",'INPUT INFORMATION'!C6)","v":""}]
[null,{"$f":"IF('INPUT INFORMATION'!C7<=0,\"\",'INPUT INFORMATION'!C7)","v":""}]
[null,{"$f":"IF('INPUT INFORMATION'!C8<=0,\"\",'INPUT INFORMATION'!C8)","v":""},{"$f":"IF('INPUT INFORMATION'!C9<=0,\"\",'INPUT INFORMATION'!C9)","v":""}]
[null,{"$f":"IF('INPUT INFORMATION'!C10<=0,\"\",'INPUT INFORMATION'!C10)","v":""}]
[]
[null,"Chamber Model -",null,null,null,{"$f":"'INPUT INFORMATION'!C18","v":"Recharger 902HD"}]
[null,"Number of Rows-",null,null,null,{"$f":"Data!$AG$17","v":3},"units"]
[null,"Total Number of Chambers -",null,null,null,{"$f":"Data!$AG$17*Data!$AG$18","v":96},"units"]
[null,{"$f":"IF(F11=\"Contactor 100HD\",\"HVLV SFCx2 Feed Connectors-\",IF(F11=\"Recharger 902HD\",\"HVLV FC-48 Feed Connectors-\",IF(F11=\"Contactor Field Drain C-4HD\",\"\",\"HVLV FC-24 Feed Connectors-\")))","v":"HVLV FC-48 Feed Connectors-"},null,null,null,{"$f":"IF(F11=\"Contactor Field Drain C-4HD\",\"\",Data!$AG$9)","v":4},{"$f":"IF(F11=\"Contactor Field Drain C-4HD\",\"\",\"units\")","v":"units"}]
[null,"Stone Void -",null,null,null,{"$f":"Data!$Z$22*100","v":40},"%"]
[null,"Stone Base -",null,null,null,{"$f":"'INPUT INFORMATION'!C23","v":9},{"$f":"IF('INPUT INFORMATION'!$C$17=\"Metric\",\"mm\",\"inches\")","v":"inches"}]
[null,"Stone Above Units -",null,null,null,{"$f":"'INPUT INFORMATION'!C22","v":12},{"$f":"IF('INPUT INFORMATION'!$C$17=\"Metric\",\"mm\",\"inches\")","v":"inches"}]
[null,"Area -",null,null,null,{"$f":"REPORT!N50","v":2767.7126666666663},{"$f":"IF('INPUT INFORMATION'!$C$17=\"Metric\",\"m2\",\"ft2\")","v":"ft2"}]
[null,"Base of Stone Elevation - ",null,null,null,{"$f":"'INPUT INFORMATION'!$C$29","v":0}]
[]
[]
[null,{"$f":"F11 & \" Incremental Storage Volumes\"","v":"Recharger 902HD Incremental Storage Volumes"}]
[null,"Height of System",null,{"$f":"IF(F11=\"R-902HD\",\"Chamber & End Cap Volume\",\"Chamber Volume\")","v":"Chamber Volume"},null,{"$f":"IF(F11=\"Contactor Field Drain C-4HD\",\"\",\"HVLV Feed Connector Volume\")","v":"HVLV Feed Connector Volume"},null,"Stone Volume",null,"Cumulative Storage Volume",null,"Total Cumulative Storage Volume",null,"Elevation"]
[null,"in","mm","ft3","m3",{"$f":"IF(F11=\"Contactor Field Drain C-4HD\",\"\",\"ft3\")","v":"ft3"},{"$f":"IF(F11=\"Contactor Field Drain C-4HD\",\"\",\"m3\")","v":"m3"},"ft3","m3","ft3","m3","ft3","m3","ft","m"]
[null,{"$f":"IF($F$11=\"Contactor 100HD\",'100HD-Imperial'!A15,IF($F$11=\"Recharger 150XLHD\",'150XLHD-Imperial'!A15,IF($F$11=\"Recharger 280HD\",'280HD-Imperial'!A15,IF($F$11=\"Recharger 330XLHD\",'330XLHD-Imperial'!A15,IF($F$11=\"Recharger 902HD\",'902HD-Imperial'!A15,IF($F$11=\"Contactor Field Drain C-4HD\",'C-4HD-Imperial'!A15,IF($F$11=\"Recharger 180HD\",'180HD-Imperial'!A15,IF($F$11='Chamber Images'!$A$9,'360HD-Imperial'!A15))))))))","v":69},{"$f":"B25*25.4","v":1752.6},{"$f":"IF($F$11=\"Contactor 100HD\",'100HD-Imperial'!D15,IF($F$11=\"Recharger 150XLHD\",'150XLHD-Imperial'!D15,IF($F$11=\"Recharger 280HD\",'280HD-Imperial'!D15,IF($F$11=\"Recharger 330XLHD\",'330XLHD-Imperial'!D15,IF($F$11=\"Recharger 902HD\",'902HD-Imperial'!G15,IF($F$11=\"Contactor Field Drain C-4HD\",'C-4HD-Imperial'!C15,IF($F$11=\"Recharger 180HD\",'180HD-Imperial'!D15,IF($F$11='Chamber Images'!$A$9,'360HD-Imperial'!G15,0))))))))","v":0},{"$f":"IF(B25=0,0,IF(B25<0,\"\",D25*0.0283168))","v":0},{"$f":"IF($F$11=\"Contactor 100HD\",'100HD-Imperial'!E15,IF($F$11=\"Recharger 150XLHD\",'150XLHD-Imperial'!E15,IF($F$11=\"Recharger 280HD\",'280HD-Imperial'!E15,IF($F$11=\"Recharger 330XLHD\",'330XLHD-Imperial'!E15,IF($F$11=\"Recharger 902HD\",'902HD-Imperial'!H15,IF($F$11=\"Recharger 180HD\",'180HD-Imperial'!C15,IF($F$11='Chamber Images'!$A$9,'360HD-Imperial'!H15,\"\")))))))","v":0},{"$f":"IF($F$11=\"Contactor Field Drain C-4HD\",\"\",IF(B25=0,0,IF(B25<0,\"\",F25*0.0283168)))","v":0},{"$f":"IF($F$11=\"Contactor 100HD\",'100HD-Imperial'!F15,IF($F$11=\"Recharger 150XLHD\",'150XLHD-Imperial'!F15,IF($F$11=\"Recharger 280HD\",'280HD-Imperial'!F15,IF($F$11=\"Recharger 330XLHD\",'330XLHD-Imperial'!F15,IF($F$11=\"Recharger 902HD\",'902HD-Imperial'!I15,IF($F$11=\"Contactor Field Drain C-4HD\",'C-4HD-Imperial'!D15,IF($F$11=\"Recharger 180HD\",'180HD-Imperial'!F15,IF($F$11='Chamber Images'!$A$9,'360HD-Imperial'!I15,0))))))))","v":92.257088888888887},{"$f":"IF(B25=0,0,IF(B25<0,\"\",H25*0.0283168))","v":2.6124255346488887},{"$f":"IF($F$11=\"Contactor 100HD\",'100HD-Imperial'!G15,IF($F$11=\"Recharger 150XLHD\",'150XLHD-Imperial'!G15,IF($F$11=\"Recharger 280HD\",'280HD-Imperial'!G15,IF($F$11=\"Recharger 330XLHD\",'330XLHD-Imperial'!G15,IF($F$11=\"Recharger 902HD\",'902HD-Imperial'!J15,IF($F$11=\"Contactor Field Drain C-4HD\",'C-4HD-Imperial'!E15,IF($F$11=\"Recharger 180HD\",'180HD-Imperial'!G15,IF($F$11='Chamber Images'!$A$9,'360HD-Imperial'!J15,0))))))))","v":92.257088888888887},{"$f":"IF(B25=0,0,IF(B25<0,\"\",J25*0.0283168))","v":2.6124255346488887},{"$f":"IF($F$11=\"Contactor 100HD\",'100HD-Imperial'!H15,IF($F$11=\"Recharger 150XLHD\",'150XLHD-Imperial'!H15,IF($F$11=\"Recharger 280HD\",'280HD-Imperial'!H15,IF($F$11=\"Recharger 330XLHD\",'330XLHD-Imperial'!H15,IF($F$11=\"Recharger 902HD\",'902HD-Imperial'!K15,IF($F$11=\"Contactor Field Drain C-4HD\",'C-4HD-Imperial'!F15,IF($F$11=\"Recharger 180HD\",'180HD-Imperial'!H15,IF($F$11='Chamber Images'!$A$9,'360HD-Imperial'!K15,0))))))))","v":10032.883036234693},{"$f":"IF(B25=0,0,IF(B25<0,\"\",L25*0.0283168))","v":284.09914236045051},{"$f":"IF($F$11=\"Contactor 100HD\",'100HD-Imperial'!I15,IF($F$11=\"Recharger 150XLHD\",'150XLHD-Imperial'!I15,IF($F$11=\"Recharger 280HD\",'280HD-Imperial'!I15,IF($F$11=\"Recharger 330XLHD\",'330XLHD-Imperial'!I15,IF($F$11=\"Recharger 902HD\",'902HD-Imperial'!L15,IF($F$11=\"Contactor Field Drain C-4HD\",'C-4HD-Imperial'!G15,IF($F$11=\"Recharger 180HD\",'180HD-Imperial'!I15,IF($F$11='Chamber Images'!$A$9,'360HD-Imperial'!L15,0))))))))","v":5.75},{"$f":"IF(B25<0,\"\",F$19+C25/1000)","v":1.7525999999999999},"Top of Stone Elevation"]
[null,{"$f":"IF($F$11=\"Contactor 100HD\",'100HD-Imperial'!A16,IF($F$11=\"Recharger 150XLHD\",'150XLHD-Imperial'!A16,IF($F$11=\"Recharger 280HD\",'280HD-Imperial'!A16,IF($F$11=\"Recharger 330XLHD\",'330XLHD-Imperial'!A16,IF($F$11=\"Recharger 902HD\",'902HD-Imperial'!A16,IF($F$11=\"Contactor Field Drain C-4HD\",'C-4HD-Imperial'!A16,IF($F$11=\"Recharger 180HD\",'180HD-Imperial'!A16,IF($F$11='Chamber Images'!$A$9,'360HD-Imperial'!A16))))))))","v":68},{"$f":"B26*25.4","v":1727.1999999999998},{"$f":"IF($F$11=\"Contactor 100HD\",'100HD-Imperial'!D16,IF($F$11=\"Recharger 150XLHD\",'150XLHD-Imperial'!D16,IF($F$11=\"Recharger 280HD\",'280HD-Imperial'!D16,IF($F$11=\"Recharger 330XLHD\",'330XLHD-Imperial'!D16,IF($F$11=\"Recharger 902HD\",'902HD-Imperial'!G16,IF($F$11=\"Contactor Field Drain C-4HD\",'C-4HD-Imperial'!C16,IF($F$11=\"Recharger 180HD\",'180HD-Imperial'!D16,IF($F$11='Chamber Images'!$A$9,'360HD-Imperial'!G16,0))))))))","v":0},{"$f":"IF(B26=0,0,IF(B26<0,\"\",D26*0.0283168))","v":0},{"$f":"IF($F$11=\"Contactor 100HD\",'100HD-Imperial'!E16,IF($F$11=\"Recharger 150XLHD\",'150XLHD-Imperial'!E16,IF($F$11=\"Recharger 280HD\",'280HD-Imperial'!E16,IF($F$11=\"Recharger 330XLHD\",'330XLHD-Imperial'!E16,IF($F$11=\"Recharger 902HD\",'902HD-Imperial'!H16,IF($F$11=\"Recharger 180HD\",'180HD-Imperial'!C16,IF($F$11='Chamber Images'!$A$9,'360HD-Imperial'!H16,\"\")))))))","v":0},0,{"$f":"IF($F$11=\"Contactor 100HD\",'100HD-Imperial'!F16,IF($F$11=\"Recharger 150XLHD\",'150XLHD-Imperial'!F16,IF($F$11=\"Recharger 280HD\",'280HD-Imperial'!F16,IF($F$11=\"Recharger 330XLHD\",'330XLHD-Imperial'!F16,IF($F$11=\"Recharger 902HD\",'902HD-Imperial'!I16,IF($F$11=\"Contactor Field Drain C-4HD\",'C-4HD-Imperial'!D16,IF($F$11=\"Recharger 180HD\",'180HD-Imperial'!F16,IF($F$11='Chamber Images'!$A$9,'360HD-Imperial'!I16,0))))))))","v":92.257088888888887},{"$f":"IF(B26=0,0,IF(B26<0,\"\",H26*0.0283168))","v":2.6124255346488887},{"$f":"IF($F$11=\"Contactor 100HD\",'100HD-Imperial'!G16,IF($F$11=\"Recharger 150XLHD\",'150XLHD-Imperial'!G16,IF($F$11=\"Recharger 280HD\",'280HD-Imperial'!G16,IF($F$11=\"Recharger 330XLHD\",'330XLHD-Imperial'!G16,IF($F$11=\"Recharger 902HD\",'902HD-Imperial'!J16,IF($F$11=\"Contactor Field Drain C-4HD\",'C-4HD-Imperial'!E16,IF($F$11=\"Recharger 180HD\",'180HD-Imperial'!G16,IF($F$11='Chamber Images'!$A$9,'360HD-Imperial'!J16,0))))))))","v":92.257088888888887},{"$f":"IF(B26=0,0,IF(B26<0,\"\",J26*0.0283168))","v":2.6124255346488887},{"$f":"IF($F$11=\"Contactor 100HD\",'100HD-Imperial'!H16,IF($F$11=\"Recharger 150XLHD\",'150XLHD-Imperial'!H16,IF($F$11=\"Recharger 280HD\",'280HD-Imperial'!H16,IF($F$11=\"Recharger 330XLHD\",'330XLHD-Imperial'!H16,IF($F$11=\"Recharger 902HD\",'902HD-Imperial'!K16,IF($F$11=\"Contactor Field Drain C-4HD\",'C-4HD-Imperial'!F16,IF($F$11=\"Recharger 180HD\",'180HD-Imperial'!H16,IF($F$11='Chamber Images'!$A$9,'360HD-Imperial'!K16,0))))))))","v":9940.6259473458031},{"$f":"IF(B26=0,0,IF(B26<0,\"\",L26*0.0283168))","v":281.48671682580164},{"$f":"IF($F$11=\"Contactor 100HD\",'100HD-Imperial'!I16,IF($F$11=\"Recharger 150XLHD\",'150XLHD-Imperial'!I16,IF($F$11=\"Recharger 280HD\",'280HD-Imperial'!I16,IF($F$11=\"Recharger 330XLHD\",'330XLHD-Imperial'!I16,IF($F$11=\"Recharger 902HD\",'902HD-Imperial'!L16,IF($F$11=\"Contactor Field Drain C-4HD\",'C-4HD-Imperial'!G16,IF($F$11=\"Recharger 180HD\",'180HD-Imperial'!I16,IF($F$11='Chamber Images'!$A$9,'360HD-Imperial'!L16,0))))))))","v":5.67},1.7271999999999998,{"$f":"IF($F$11=\"Contactor 100HD\",'100HD-Imperial'!J16,IF($F$11=\"Recharger 150XLHD\",'150XLHD-Imperial'!J16,IF($F$11=\"Recharger 280HD\",'280HD-Imperial'!J16,IF($F$11=\"Recharger 330XLHD\",'330XLHD-Imperial'!J16,IF($F$11=\"Recharger 902HD\",'902HD-Imperial'!M16,IF($F$11=\"Recharger 180HD\",'180HD-Imperial'!J16,IF($F$11='Chamber Images'!$A$9,'360HD-Imperial'!M16,IF($F$11='Chamber Images'!A3,'C-4HD-Imperial'!H16,\"\"))))))))","v":""}]
[null,{"$f":"IF($F$11=\"Contactor 100HD\",'100HD-Imperial'!A17,IF($F$11=\"Recharger 150XLHD\",'150XLHD-Imperial'!A17,IF($F$11=\"Recharger 280HD\",'280HD-Imperial'!A17,IF($F$11=\"Recharger 330XLHD\",'330XLHD-Imperial'!A17,IF($F$11=\"Recharger 902HD\",'902HD-Imperial'!A17,IF($F$11=\"Contactor Field Drain C-4HD\",'C-4HD-Imperial'!A17,IF($F$11=\"Recharger 180HD\",'180HD-Imperial'!A17,IF($F$11='Chamber Images'!$A$9,'360HD-Imperial'!A17))))))))","v":67},1701.8,{"$f":"IF($F$11=\"Contactor 100HD\",'100HD-Imperial'!D17,IF($F$11=\"Recharger 150XLHD\",'150XLHD-Imperial'!D17,IF($F$11=\"Recharger 280HD\",'280HD-Imperial'!D17,IF($F$11=\"Recharger 330XLHD\",'330XLHD-Imperial'!D17,IF($F$11=\"Recharger 902HD\",'902HD-Imperial'!G17,IF($F$11=\"Contactor Field Drain C-4HD\",'C-4HD-Imperial'!C17,IF($F$11=\"Recharger 180HD\",'180HD-Imperial'!D17,IF($F$11='Chamber Images'!$A$9,'360HD-Imperial'!G17,0))))))))","v":0},0,{"$f":"IF($F$11=\"Contactor 100HD\",'100HD-Imperial'!E17,IF($F$11=\"Recharger 150XLHD\",'150XLHD-Imperial'!E17,IF($F$11=\"Recharger 280HD\",'280HD-Imperial'!E17,IF($F$11=\"Recharger 330XLHD\",'330XLHD-Imperial'!E17,IF($F$11=\"Recharger 902HD\",'902HD-Imperial'!H17,IF($F$11=\"Recharger 180HD\",'180HD-Imperial'!C17,IF($F$11='Chamber Images'!$A$9,'360HD-Imperial'!H17,\"\")))))))","v":0},0,{"$f":"IF($F$11=\"Contactor 100HD\",'100HD-Imperial'!F17,IF($F$11=\"Recharger 150XLHD\",'150XLHD-Imperial'!F17,IF($F$11=\"Recharger 280HD\",'280HD-Imperial'!F17,IF($F$11=\"Recharger 330XLHD\",'330XLHD-Imperial'!F17,IF($F$11=\"Recharger 902HD\",'902HD-Imperial'!I17,IF($F$11=\"Contactor Field Drain C-4HD\",'C-4HD-Imperial'!D17,IF($F$11=\"Recharger 180HD\",'180HD-Imperial'!F17,IF($F$11='Chamber Images'!$A$9,'360HD-Imperial'!I17,0))))))))","v":92.257088888888887},2.6124255346488887,{"$f":"IF($F$11=\"Contactor 100HD\",'100HD-Imperial'!G17,IF($F$11=\"Recharger 150XLHD\",'150XLHD-Imperial'!G17,IF($F$11=\"Recharger 280HD\",'280HD-Imperial'!G17,IF($F$11=\"Recharger 330XLHD\",'330XLHD-Imperial'!G17,IF($F$11=\"Recharger 902HD\",'902HD-Imperial'!J17,IF($F$11=\"Contactor Field Drain C-4HD\",'C-4HD-Imperial'!E17,IF($F$11=\"Recharger 180HD\",'180HD-Imperial'!G17,IF($F$11='Chamber Images'!$A$9,'360HD-Imperial'!J17,0))))))))","v":92.257088888888887},2.6124255346488887,{"$f":"IF($F$11=\"Contactor 100HD\",'100HD-Imperial'!H17,IF($F$11=\"Recharger 150XLHD\",'150XLHD-Imperial'!H17,IF($F$11=\"Recharger 280HD\",'280HD-Imperial'!H17,IF($F$11=\"Recharger 330XLHD\",'330XLHD-Imperial'!H17,IF($F$11=\"Recharger 902HD\",'902HD-Imperial'!K17,IF($F$11=\"Contactor Field Drain C-4HD\",'C-4HD-Imperial'!F17,IF($F$11=\"Recharger 180HD\",'180HD-Imperial'!H17,IF($F$11='Chamber Images'!$A$9,'360HD-Imperial'!K17,0))))))))","v":9848.3688584569136},278.8742912911527,{"$f":"IF($F$11=\"Contactor 100HD\",'100HD-Imperial'!I17,IF($F$11=\"Recharger 150XLHD\",'150XLHD-Imperial'!I17,IF($F$11=\"Recharger 280HD\",'280HD-Imperial'!I17,IF($F$11=\"Recharger 330XLHD\",'330XLHD-Imperial'!I17,IF($F$11=\"Recharger 902HD\",'902HD-Imperial'!L17,IF($F$11=\"Contactor Field Drain C-4HD\",'C-4HD-Imperial'!G17,IF($F$11=\"Recharger 180HD\",'180HD-Imperial'!I17,IF($F$11='Chamber Images'!$A$9,'360HD-Imperial'!L17,0))))))))","v":5.58},1.7018,{"$f":"IF($F$11=\"Contactor 100HD\",'100HD-Imperial'!J17,IF($F$11=\"Recharger 150XLHD\",'150XLHD-Imperial'!J17,IF($F$11=\"Recharger 280HD\",'280HD-Imperial'!J17,IF($F$11=\"Recharger 330XLHD\",'330XLHD-Imperial'!J17,IF($F$11=\"Recharger 902HD\",'902HD-Imperial'!M17,IF($F$11=\"Recharger 180HD\",'180HD-Imperial'!J17,IF($F$11='Chamber Images'!$A$9,'360HD-Imperial'!M17,IF($F$11='Chamber Images'!A4,'C-4HD-Imperial'!H17,\"\"))))))))","v":""}]
[null,{"$f":"IF($F$11=\"Contactor 100HD\",'100HD-Imperial'!A18,IF($F$11=\"Recharger 150XLHD\",'150XLHD-Imperial'!A18,IF($F$11=\"Recharger 280HD\",'280HD-Imperial'!A18,IF($F$11=\"Recharger 330XLHD\",'330XLHD-Imperial'!A18,IF($F$11=\"Recharger 902HD\",'902HD-Imperial'!A18,IF($F$11=\"Contactor Field Drain C-4HD\",'C-4HD-Imperial'!A18,IF($F$11=\"Recharger 180HD\",'180HD-Imperial'!A18,IF($F$11='Chamber Images'!$A$9,'360HD-Imperial'!A18))))))))","v":66},1676.3999999999999,{"$f":"IF($F$11=\"Contactor 100HD\",'100HD-Imperial'!D18,IF($F$11=\"Recharger 150XLHD\",'150XLHD-Imperial'!D18,IF($F$11=\"Recharger 280HD\",'280HD-Imperial'!D18,IF($F$11=\"Recharger 330XLHD\",'330XLHD-Imperial'!D18,IF($F$11=\"Recharger 902HD\",'902HD-Imperial'!G18,IF($F$11=\"Contactor Field Drain C-4HD\",'C-4HD-Imperial'!C18,IF($F$11=\"Recharger 180HD\",'180HD-Imperial'!D18,IF($F$11='Chamber Images'!$A$9,'360HD-Imperial'!G18,0))))))))","v":0},0,{"$f":"IF($F$11=\"Contactor 100HD\",'100HD-Imperial'!E18,IF($F$11=\"Recharger 150XLHD\",'150XLHD-Imperial'!E18,IF($F$11=\"Recharger 280HD\",'280HD-Imperial'!E18,IF($F$11=\"Recharger 330XLHD\",'330XLHD-Imperial'!E18,IF($F$11=\"Recharger 902HD\",'902HD-Imperial'!H18,IF($F$11=\"Recharger 180HD\",'180HD-Imperial'!C18,IF($F$11='Chamber Images'!$A$9,'360HD-Imperial'!H18,\"\")))))))","v":0},0,{"$f":"IF($F$11=\"Contactor 100HD\",'100HD-Imperial'!F18,IF($F$11=\"Recharger 150XLHD\",'150XLHD-Imperial'!F18,IF($F$11=\"Recharger 280HD\",'280HD-Imperial'!F18,IF($F$11=\"Recharger 330XLHD\",'330XLHD-Imperial'!F18,IF($F$11=\"Recharger 902HD\",'902HD-Imperial'!I18,IF($F$11=\"Contactor Field Drain C-4HD\",'C-4HD-Imperial'!D18,IF($F$11=\"Recharger 180HD\",'180HD-Imperial'!F18,IF($F$11='Chamber Images'!$A$9,'360HD-Imperial'!I18,0))))))))","v":92.257088888888887},2.6124255346488887,{"$f":"IF($F$11=\"Contactor 100HD\",'100HD-Imperial'!G18,IF($F$11=\"Recharger 150XLHD\",'150XLHD-Imperial'!G18,IF($F$11=\"Recharger 280HD\",'280HD-Imperial'!G18,IF($F$11=\"Recharger 330XLHD\",'330XLHD-Imperial'!G18,IF($F$11=\"Recharger 902HD\",'902HD-Imperial'!J18,IF($F$11=\"Contactor Field Drain C-4HD\",'C-4HD-Imperial'!E18,IF($F$11=\"Recharger 180HD\",'180HD-Imperial'!G18,IF($F$11='Chamber Images'!$A$9,'360HD-Imperial'!J18,0))))))))","v":92.257088888888887},2.6124255346488887,{"$f":"IF($F$11=\"Contactor 100HD\",'100HD-Imperial'!H18,IF($F$11=\"Recharger 150XLHD\",'150XLHD-Imperial'!H18,IF($F$11=\"Recharger 280HD\",'280HD-Imperial'!H18,IF($F$11=\"Recharger 330XLHD\",'330XLHD-Imperial'!H18,IF($F$11=\"Recharger 902HD\",'902HD-Imperial'!K18,IF($F$11=\"Contactor Field Drain C-4HD\",'C-4HD-Imperial'!F18,IF($F$11=\"Recharger 180HD\",'180HD-Imperial'!H18,IF($F$11='Chamber Images'!$A$9,'360HD-Imperial'!K18,0))))))))","v":9756.1117695680241},276.26186575650382,{"$f":"IF($F$11=\"Contactor 100HD\",'100HD-Imperial'!I18,IF($F$11=\"Recharger 150XLHD\",'150XLHD-Imperial'!I18,IF($F$11=\"Recharger 280HD\",'280HD-Imperial'!I18,IF($F$11=\"Recharger 330XLHD\",'330XLHD-Imperial'!I18,IF($F$11=\"Recharger 902HD\",'902HD-Imperial'!L18,IF($F$11=\"Contactor Field Drain C-4HD\",'C-4HD-Imperial'!G18,IF($F$11=\"Recharger 180HD\",'180HD-Imperial'!I18,IF($F$11='Chamber Images'!$A$9,'360HD-Imperial'!L18,0))))))))","v":5.5},1.6763999999999999,{"$f":"IF($F$11=\"Contactor 100HD\",'100HD-Imperial'!J18,IF($F$11=\"Recharger 150XLHD\",'150XLHD-Imperial'!J18,IF($F$11=\"Recharger 280HD\",'280HD-Imperial'!J18,IF($F$11=\"Recharger 330XLHD\",'330XLHD-Imperial'!J18,IF($F$11=\"Recharger 902HD\",'902HD-Imperial'!M18,IF($F$11=\"Recharger 180HD\",'180HD-Imperial'!J18,IF($F$11='Chamber Images'!$A$9,'360HD-Imperial'!M18,IF($F$11='Chamber Images'!A5,'C-4HD-Imperial'!H18,\"\"))))))))","v":""}]
[null,{"$f":"IF($F$11=\"Contactor 100HD\",'100HD-Imperial'!A19,IF($F$11=\"Recharger 150XLHD\",'150XLHD-Imperial'!A19,IF($F$11=\"Recharger 280HD\",'280HD-Imperial'!A19,IF($F$11=\"Recharger 330XLHD\",'330XLHD-Imperial'!A19,IF($F$11=\"Recharger 902HD\",'902HD-Imperial'!A19,IF($F$11=\"Contactor Field Drain C-4HD\",'C-4HD-Imperial'!A19,IF($F$11=\"Recharger 180HD\",'180HD-Imperial'!A19,IF($F$11='Chamber Images'!$A$9,'360HD-Imperial'!A19))))))))","v":65},1651,{"$f":"IF($F$11=\"Contactor 100HD\",'100HD-Imperial'!D19,IF($F$11=\"Recharger 150XLHD\",'150XLHD-Imperial'!D19,IF($F$11=\"Recharger 280HD\",'280HD-Imperial'!D19,IF($F$11=\"Recharger 330XLHD\",'330XLHD-Imperial'!D19,IF($F$11=\"Recharger 902HD\",'902HD-Imperial'!G19,IF($F$11=\"Contactor Field Drain C-4HD\",'C-4HD-Imperial'!C19,IF($F$11=\"Recharger 180HD\",'180HD-Imperial'!D19,IF($F$11='Chamber Images'!$A$9,'360HD-Imperial'!G19,0))))))))","v":0},0,{"$f":"IF($F$11=\"Contactor 100HD\",'100HD-Imperial'!E19,IF($F$11=\"Recharger 150XLHD\",'150XLHD-Imperial'!E19,IF($F$11=\"Recharger 280HD\",'280HD-Imperial'!E19,IF($F$11=\"Recharger 330XLHD\",'330XLHD-Imperial'!E19,IF($F$11=\"Recharger 902HD\",'902HD-Imperial'!H19,IF($F$11=\"Recharger 180HD\",'180HD-Imperial'!C19,IF($F$11='Chamber Images'!$A$9,'360HD-Imperial'!H19,\"\")))))))","v":0},0,{"$f":"IF($F$11=\"Contactor 100HD\",'100HD-Imperial'!F19,IF($F$11=\"Recharger 150XLHD\",'150XLHD-Imperial'!F19,IF($F$11=\"Recharger 280HD\",'280HD-Imperial'!F19,IF($F$11=\"Recharger 330XLHD\",'330XLHD-Imperial'!F19,IF($F$11=\"Recharger 902HD\",'902HD-Imperial'!I19,IF($F$11=\"Contactor Field Drain C-4HD\",'C-4HD-Imperial'!D19,IF($F$11=\"Recharger 180HD\",'180HD-Imperial'!F19,IF($F$11='Chamber Images'!$A$9,'360HD-Imperial'!I19,0))))))))","v":92.257088888888887},2.6124255346488887,{"$f":"IF($F$11=\"Contactor 100HD\",'100HD-Imperial'!G19,IF($F$11=\"Recharger 150XLHD\",'150XLHD-Imperial'!G19,IF($F$11=\"Recharger 280HD\",'280HD-Imperial'!G19,IF($F$11=\"Recharger 330XLHD\",'330XLHD-Imperial'!G19,IF($F$11=\"Recharger 902HD\",'902HD-Imperial'!J19,IF($F$11=\"Contactor Field Drain C-4HD\",'C-4HD-Imperial'!E19,IF($F$11=\"Recharger 180HD\",'180HD-Imperial'!G19,IF($F$11='Chamber Images'!$A$9,'360HD-Imperial'!J19,0))))))))","v":92.257088888888887},2.6124255346488887,{"$f":"IF($F$11=\"Contactor 100HD\",'100HD-Imperial'!H19,IF($F$11=\"Recharger 150XLHD\",'150XLHD-Imperial'!H19,IF($F$11=\"Recharger 280HD\",'280HD-Imperial'!H19,IF($F$11=\"Recharger 330XLHD\",'330XLHD-Imperial'!H19,IF($F$11=\"Recharger 902HD\",'902HD-Imperial'!K19,IF($F$11=\"Contactor Field Drain C-4HD\",'C-4HD-Imperial'!F19,IF($F$11=\"Recharger 180HD\",'180HD-Imperial'!H19,IF($F$11='Chamber Images'!$A$9,'360HD-Imperial'!K19,0))))))))","v":9663.8546806791346},273.64944022185489,{"$f":"IF($F$11=\"Contactor 100HD\",'100HD-Imperial'!I19,IF($F$11=\"Recharger 150XLHD\",'150XLHD-Imperial'!I19,IF($F$11=\"Recharger 280HD\",'280HD-Imperial'!I19,IF($F$11=\"Recharger 330XLHD\",'330XLHD-Imperial'!I19,IF($F$11=\"Recharger 902HD\",'902HD-Imperial'!L19,IF($F$11=\"Contactor Field Drain C-4HD\",'C-4HD-Imperial'!G19,IF($F$11=\"Recharger 180HD\",'180HD-Imperial'!I19,IF($F$11='Chamber Images'!$A$9,'360HD-Imperial'!L19,0))))))))","v":5.42},1.651,{"$f":"IF($F$11=\"Contactor 100HD\",'100HD-Imperial'!J19,IF($F$11=\"Recharger 150XLHD\",'150XLHD-Imperial'!J19,IF($F$11=\"Recharger 280HD\",'280HD-Imperial'!J19,IF($F$11=\"Recharger 330XLHD\",'330XLHD-Imperial'!J19,IF($F$11=\"Recharger 902HD\",'902HD-Imperial'!M19,IF($F$11=\"Recharger 180HD\",'180HD-Imperial'!J19,IF($F$11='Chamber Images'!$A$9,'360HD-Imperial'!M19,IF($F$11='Chamber Images'!A6,'C-4HD-Imperial'!H19,\"\"))))))))","v":""}]
[null,{"$f":"IF($F$11=\"Contactor 100HD\",'100HD-Imperial'!A20,IF($F$11=\"Recharger 150XLHD\",'150XLHD-Imperial'!A20,IF($F$11=\"Recharger 280HD\",'280HD-Imperial'!A20,IF($F$11=\"Recharger 330XLHD\",'330XLHD-Imperial'!A20,IF($F$11=\"Recharger 902HD\",'902HD-Imperial'!A20,IF($F$11=\"Contactor Field Drain C-4HD\",'C-4HD-Imperial'!A20,IF($F$11=\"Recharger 180HD\",'180HD-Imperial'!A20,IF($F$11='Chamber Images'!$A$9,'360HD-Imperial'!A20))))))))","v":64},1625.6,{"$f":"IF($F$11=\"Contactor 100HD\",'100HD-Imperial'!D20,IF($F$11=\"Recharger 150XLHD\",'150XLHD-Imperial'!D20,IF($F$11=\"Recharger 280HD\",'280HD-Imperial'!D20,IF($F$11=\"Recharger 330XLHD\",'330XLHD-Imperial'!D20,IF($F$11=\"Recharger 902HD\",'902HD-Imperial'!G20,IF($F$11=\"Contactor Field Drain C-4HD\",'C-4HD-Imperial'!C20,IF($F$11=\"Recharger 180HD\",'180HD-Imperial'!D20,IF($F$11='Chamber Images'!$A$9,'360HD-Imperial'!G20,0))))))))","v":0},0,{"$f":"IF($F$11=\"Contactor 100HD\",'100HD-Imperial'!E20,IF($F$11=\"Recharger 150XLHD\",'150XLHD-Imperial'!E20,IF($F$11=\"Recharger 280HD\",'280HD-Imperial'!E20,IF($F$11=\"Recharger 330XLHD\",'330XLHD-Imperial'!E20,IF($F$11=\"Recharger 902HD\",'902HD-Imperial'!H20,IF($F$11=\"Recharger 180HD\",'180HD-Imperial'!C20,IF($F$11='Chamber Images'!$A$9,'360HD-Imperial'!H20,\"\")))))))","v":0},0,{"$f":"IF($F$11=\"Contactor 100HD\",'100HD-Imperial'!F20,IF($F$11=\"Recharger 150XLHD\",'150XLHD-Imperial'!F20,IF($F$11=\"Recharger 280HD\",'280HD-Imperial'!F20,IF($F$11=\"Recharger 330XLHD\",'330XLHD-Imperial'!F20,IF($F$11=\"Recharger 902HD\",'902HD-Imperial'!I20,IF($F$11=\"Contactor Field Drain C-4HD\",'C-4HD-Imperial'!D20,IF($F$11=\"Recharger 180HD\",'180HD-Imperial'!F20,IF($F$11='Chamber Images'!$A$9,'360HD-Imperial'!I20,0))))))))","v":92.257088888888887},2.6124255346488887,{"$f":"IF($F$11=\"Contactor 100HD\",'100HD-Imperial'!G20,IF($F$11=\"Recharger 150XLHD\",'150XLHD-Imperial'!G20,IF($F$11=\"Recharger 280HD\",'280HD-Imperial'!G20,IF($F$11=\"Recharger 330XLHD\",'330XLHD-Imperial'!G20,IF($F$11=\"Recharger 902HD\",'902HD-Imperial'!J20,IF($F$11=\"Contactor Field Drain C-4HD\",'C-4HD-Imperial'!E20,IF($F$11=\"Recharger 180HD\",'180HD-Imperial'!G20,IF($F$11='Chamber Images'!$A$9,'360HD-Imperial'!J20,0))))))))","v":92.257088888888887},2.6124255346488887,{"$f":"IF($F$11=\"Contactor 100HD\",'100HD-Imperial'!H20,IF($F$11=\"Recharger 150XLHD\",'150XLHD-Imperial'!H20,IF($F$11=\"Recharger 280HD\",'280HD-Imperial'!H20,IF($F$11=\"Recharger 330XLHD\",'330XLHD-Imperial'!H20,IF($F$11=\"Recharger 902HD\",'902HD-Imperial'!K20,IF($F$11=\"Contactor Field Drain C-4HD\",'C-4HD-Imperial'!F20,IF($F$11=\"Recharger 180HD\",'180HD-Imperial'!H20,IF($F$11='Chamber Images'!$A$9,'360HD-Imperial'!K20,0))))))))","v":9571.5975917902451},271.03701468720601,{"$f":"IF($F$11=\"Contactor 100HD\",'100HD-Imperial'!I20,IF($F$11=\"Recharger 150XLHD\",'150XLHD-Imperial'!I20,IF($F$11=\"Recharger 280HD\",'280HD-Imperial'!I20,IF($F$11=\"Recharger 330XLHD\",'330XLHD-Imperial'!I20,IF($F$11=\"Recharger 902HD\",'902HD-Imperial'!L20,IF($F$11=\"Contactor Field Drain C-4HD\",'C-4HD-Imperial'!G20,IF($F$11=\"Recharger 180HD\",'180HD-Imperial'!I20,IF($F$11='Chamber Images'!$A$9,'360HD-Imperial'!L20,0))))))))","v":5.33},1.6255999999999999,{"$f":"IF($F$11=\"Contactor 100HD\",'100HD-Imperial'!J20,IF($F$11=\"Recharger 150XLHD\",'150XLHD-Imperial'!J20,IF($F$11=\"Recharger 280HD\",'280HD-Imperial'!J20,IF($F$11=\"Recharger 330XLHD\",'330XLHD-Imperial'!J20,IF($F$11=\"Recharger 902HD\",'902HD-Imperial'!M20,IF($F$11=\"Recharger 180HD\",'180HD-Imperial'!J20,IF($F$11='Chamber Images'!$A$9,'360HD-Imperial'!M20,IF($F$11='Chamber Images'!A7,'C-4HD-Imperial'!H20,\"\"))))))))","v":""}]
[null,{"$f":"IF($F$11=\"Contactor 100HD\",'100HD-Imperial'!A21,IF($F$11=\"Recharger 150XLHD\",'150XLHD-Imperial'!A21,IF($F$11=\"Recharger 280HD\",'280HD-Imperial'!A21,IF($F$11=\"Recharger 330XLHD\",'330XLHD-Imperial'!A21,IF($F$11=\"Recharger 902HD\",'902HD-Imperial'!A21,IF($F$11=\"Contactor Field Drain C-4HD\",'C-4HD-Imperial'!A21,IF($F$11=\"Recharger 180HD\",'180HD-Imperial'!A21,IF($F$11='Chamber Images'!$A$9,'360HD-Imperial'!A21))))))))","v":63},1600.1999999999998,{"$f":"IF($F$11=\"Contactor 100HD\",'100HD-Imperial'!D21,IF($F$11=\"Recharger 150XLHD\",'150XLHD-Imperial'!D21,IF($F$11=\"Recharger 280HD\",'280HD-Imperial'!D21,IF($F$11=\"Recharger 330XLHD\",'330XLHD-Imperial'!D21,IF($F$11=\"Recharger 902HD\",'902HD-Imperial'!G21,IF($F$11=\"Contactor Field Drain C-4HD\",'C-4HD-Imperial'!C21,IF($F$11=\"Recharger 180HD\",'180HD-Imperial'!D21,IF($F$11='Chamber Images'!$A$9,'360HD-Imperial'!G21,0))))))))","v":0},0,{"$f":"IF($F$11=\"Contactor 100HD\",'100HD-Imperial'!E21,IF($F$11=\"Recharger 150XLHD\",'150XLHD-Imperial'!E21,IF($F$11=\"Recharger 280HD\",'280HD-Imperial'!E21,IF($F$11=\"Recharger 330XLHD\",'330XLHD-Imperial'!E21,IF($F$11=\"Recharger 902HD\",'902HD-Imperial'!H21,IF($F$11=\"Recharger 180HD\",'180HD-Imperial'!C21,IF($F$11='Chamber Images'!$A$9,'360HD-Imperial'!H21,\"\")))))))","v":0},0,{"$f":"IF($F$11=\"Contactor 100HD\",'100HD-Imperial'!F21,IF($F$11=\"Recharger 150XLHD\",'150XLHD-Imperial'!F21,IF($F$11=\"Recharger 280HD\",'280HD-Imperial'!F21,IF($F$11=\"Recharger 330XLHD\",'330XLHD-Imperial'!F21,IF($F$11=\"Recharger 902HD\",'902HD-Imperial'!I21,IF($F$11=\"Contactor Field Drain C-4HD\",'C-4HD-Imperial'!D21,IF($F$11=\"Recharger 180HD\",'180HD-Imperial'!F21,IF($F$11='Chamber Images'!$A$9,'360HD-Imperial'!I21,0))))))))","v":92.257088888888887},2.6124255346488887,{"$f":"IF($F$11=\"Contactor 100HD\",'100HD-Imperial'!G21,IF($F$11=\"Recharger 150XLHD\",'150XLHD-Imperial'!G21,IF($F$11=\"Recharger 280HD\",'280HD-Imperial'!G21,IF($F$11=\"Recharger 330XLHD\",'330XLHD-Imperial'!G21,IF($F$11=\"Recharger 902HD\",'902HD-Imperial'!J21,IF($F$11=\"Contactor Field Drain C-4HD\",'C-4HD-Imperial'!E21,IF($F$11=\"Recharger 180HD\",'180HD-Imperial'!G21,IF($F$11='Chamber Images'!$A$9,'360HD-Imperial'!J21,0))))))))","v":92.257088888888887},2.6124255346488887,{"$f":"IF($F$11=\"Contactor 100HD\",'100HD-Imperial'!H21,IF($F$11=\"Recharger 150XLHD\",'150XLHD-Imperial'!H21,IF($F$11=\"Recharger 280HD\",'280HD-Imperial'!H21,IF($F$11=\"Recharger 330XLHD\",'330XLHD-Imperial'!H21,IF($F$11=\"Recharger 902HD\",'902HD-Imperial'!K21,IF($F$11=\"Contactor Field Drain C-4HD\",'C-4HD-Imperial'!F21,IF($F$11=\"Recharger 180HD\",'180HD-Imperial'!H21,IF($F$11='Chamber Images'!$A$9,'360HD-Imperial'!K21,0))))))))","v":9479.3405029013556},268.42458915255713,{"$f":"IF($F$11=\"Contactor 100HD\",'100HD-Imperial'!I21,IF($F$11=\"Recharger 150XLHD\",'150XLHD-Imperial'!I21,IF($F$11=\"Recharger 280HD\",'280HD-Imperial'!I21,IF($F$11=\"Recharger 330XLHD\",'330XLHD-Imperial'!I21,IF($F$11=\"Recharger 902HD\",'902HD-Imperial'!L21,IF($F$11=\"Contactor Field Drain C-4HD\",'C-4HD-Imperial'!G21,IF($F$11=\"Recharger 180HD\",'180HD-Imperial'!I21,IF($F$11='Chamber Images'!$A$9,'360HD-Imperial'!L21,0))))))))","v":5.25},1.6001999999999998,{"$f":"IF($F$11=\"Contactor 100HD\",'100HD-Imperial'!J21,IF($F$11=\"Recharger 150XLHD\",'150XLHD-Imperial'!J21,IF($F$11=\"Recharger 280HD\",'280HD-Imperial'!J21,IF($F$11=\"Recharger 330XLHD\",'330XLHD-Imperial'!J21,IF($F$11=\"Recharger 902HD\",'902HD-Imperial'!M21,IF($F$11=\"Recharger 180HD\",'180HD-Imperial'!J21,IF($F$11='Chamber Images'!$A$9,'360HD-Imperial'!M21,IF($F$11='Chamber Images'!A8,'C-4HD-Imperial'!H21,\"\"))))))))","v":""}]
[null,{"$f":"IF($F$11=\"Contactor 100HD\",'100HD-Imperial'!A22,IF($F$11=\"Recharger 150XLHD\",'150XLHD-Imperial'!A22,IF($F$11=\"Recharger 280HD\",'280HD-Imperial'!A22,IF($F$11=\"Recharger 330XLHD\",'330XLHD-Imperial'!A22,IF($F$11=\"Recharger 902HD\",'902HD-Imperial'!A22,IF($F$11=\"Contactor Field Drain C-4HD\",'C-4HD-Imperial'!A22,IF($F$11=\"Recharger 180HD\",'180HD-Imperial'!A22,IF($F$11='Chamber Images'!$A$9,'360HD-Imperial'!A22))))))))","v":62},1574.8,{"$f":"IF($F$11=\"Contactor 100HD\",'100HD-Imperial'!D22,IF($F$11=\"Recharger 150XLHD\",'150XLHD-Imperial'!D22,IF($F$11=\"Recharger 280HD\",'280HD-Imperial'!D22,IF($F$11=\"Recharger 330XLHD\",'330XLHD-Imperial'!D22,IF($F$11=\"Recharger 902HD\",'902HD-Imperial'!G22,IF($F$11=\"Contactor Field Drain C-4HD\",'C-4HD-Imperial'!C22,IF($F$11=\"Recharger 180HD\",'180HD-Imperial'!D22,IF($F$11='Chamber Images'!$A$9,'360HD-Imperial'!G22,0))))))))","v":0},0,{"$f":"IF($F$11=\"Contactor 100HD\",'100HD-Imperial'!E22,IF($F$11=\"Recharger 150XLHD\",'150XLHD-Imperial'!E22,IF($F$11=\"Recharger 280HD\",'280HD-Imperial'!E22,IF($F$11=\"Recharger 330XLHD\",'330XLHD-Imperial'!E22,IF($F$11=\"Recharger 902HD\",'902HD-Imperial'!H22,IF($F$11=\"Recharger 180HD\",'180HD-Imperial'!C22,IF($F$11='Chamber Images'!$A$9,'360HD-Imperial'!H22,\"\")))))))","v":0},0,{"$f":"IF($F$11=\"Contactor 100HD\",'100HD-Imperial'!F22,IF($F$11=\"Recharger 150XLHD\",'150XLHD-Imperial'!F22,IF($F$11=\"Recharger 280HD\",'280HD-Imperial'!F22,IF($F$11=\"Recharger 330XLHD\",'330XLHD-Imperial'!F22,IF($F$11=\"Recharger 902HD\",'902HD-Imperial'!I22,IF($F$11=\"Contactor Field Drain C-4HD\",'C-4HD-Imperial'!D22,IF($F$11=\"Recharger 180HD\",'180HD-Imperial'!F22,IF($F$11='Chamber Images'!$A$9,'360HD-Imperial'!I22,0))))))))","v":92.257088888888887},2.6124255346488887,{"$f":"IF($F$11=\"Contactor 100HD\",'100HD-Imperial'!G22,IF($F$11=\"Recharger 150XLHD\",'150XLHD-Imperial'!G22,IF($F$11=\"Recharger 280HD\",'280HD-Imperial'!G22,IF($F$11=\"Recharger 330XLHD\",'330XLHD-Imperial'!G22,IF($F$11=\"Recharger 902HD\",'902HD-Imperial'!J22,IF($F$11=\"Contactor Field Drain C-4HD\",'C-4HD-Imperial'!E22,IF($F$11=\"Recharger 180HD\",'180HD-Imperial'!G22,IF($F$11='Chamber Images'!$A$9,'360HD-Imperial'!J22,0))))))))","v":92.257088888888887},2.6124255346488887,{"$f":"IF($F$11=\"Contactor 100HD\",'100HD-Imperial'!H22,IF($F$11=\"Recharger 150XLHD\",'150XLHD-Imperial'!H22,IF($F$11=\"Recharger 280HD\",'280HD-Imperial'!H22,IF($F$11=\"Recharger 330XLHD\",'330XLHD-Imperial'!H22,IF($F$11=\"Recharger 902HD\",'902HD-Imperial'!K22,IF($F$11=\"Contactor Field Drain C-4HD\",'C-4HD-Imperial'!F22,IF($F$11=\"Recharger 180HD\",'180HD-Imperial'!H22,IF($F$11='Chamber Images'!$A$9,'360HD-Imperial'!K22,0))))))))","v":9387.0834140124662},265.8121636179082,{"$f":"IF($F$11=\"Contactor 100HD\",'100HD-Imperial'!I22,IF($F$11=\"Recharger 150XLHD\",'150XLHD-Imperial'!I22,IF($F$11=\"Recharger 280HD\",'280HD-Imperial'!I22,IF($F$11=\"Recharger 330XLHD\",'330XLHD-Imperial'!I22,IF($F$11=\"Recharger 902HD\",'902HD-Imperial'!L22,IF($F$11=\"Contactor Field Drain C-4HD\",'C-4HD-Imperial'!G22,IF($F$11=\"Recharger 180HD\",'180HD-Imperial'!I22,IF($F$11='Chamber Images'!$A$9,'360HD-Imperial'!L22,0))))))))","v":5.17},1.5748,{"$f":"IF($F$11=\"Contactor 100HD\",'100HD-Imperial'!J22,IF($F$11=\"Recharger 150XLHD\",'150XLHD-Imperial'!J22,IF($F$11=\"Recharger 280HD\",'280HD-Imperial'!J22,IF($F$11=\"Recharger 330XLHD\",'330XLHD-Imperial'!J22,IF($F$11=\"Recharger 902HD\",'902HD-Imperial'!M22,IF($F$11=\"Recharger 180HD\",'180HD-Imperial'!J22,IF($F$11='Chamber Images'!$A$9,'360HD-Imperial'!M22,IF($F$11='Chamber Images'!A9,'C-4HD-Imperial'!H22,\"\"))))))))","v":""}]
[null,{"$f":"IF($F$11=\"Contactor 100HD\",'100HD-Imperial'!A23,IF($F$11=\"Recharger 150XLHD\",'150XLHD-Imperial'!A23,IF($F$11=\"Recharger 280HD\",'280HD-Imperial'!A23,IF($F$11=\"Recharger 330XLHD\",'330XLHD-Imperial'!A23,IF($F$11=\"Recharger 902HD\",'902HD-Imperial'!A23,IF($F$11=\"Contactor Field Drain C-4HD\",'C-4HD-Imperial'!A23,IF($F$11=\"Recharger 180HD\",'180HD-Imperial'!A23,IF($F$11='Chamber Images'!$A$9,'360HD-Imperial'!A23))))))))","v":61},1549.3999999999999,{"$f":"IF($F$11=\"Contactor 100HD\",'100HD-Imperial'!D23,IF($F$11=\"Recharger 150XLHD\",'150XLHD-Imperial'!D23,IF($F$11=\"Recharger 280HD\",'280HD-Imperial'!D23,IF($F$11=\"Recharger 330XLHD\",'330XLHD-Imperial'!D23,IF($F$11=\"Recharger 902HD\",'902HD-Imperial'!G23,IF($F$11=\"Contactor Field Drain C-4HD\",'C-4HD-Imperial'!C23,IF($F$11=\"Recharger 180HD\",'180HD-Imperial'!D23,IF($F$11='Chamber Images'!$A$9,'360HD-Imperial'!G23,0))))))))","v":0},0,{"$f":"IF($F$11=\"Contactor 100HD\",'100HD-Imperial'!E23,IF($F$11=\"Recharger 150XLHD\",'150XLHD-Imperial'!E23,IF($F$11=\"Recharger 280HD\",'280HD-Imperial'!E23,IF($F$11=\"Recharger 330XLHD\",'330XLHD-Imperial'!E23,IF($F$11=\"Recharger 902HD\",'902HD-Imperial'!H23,IF($F$11=\"Recharger 180HD\",'180HD-Imperial'!C23,IF($F$11='Chamber Images'!$A$9,'360HD-Imperial'!H23,\"\")))))))","v":0},0,{"$f":"IF($F$11=\"Contactor 100HD\",'100HD-Imperial'!F23,IF($F$11=\"Recharger 150XLHD\",'150XLHD-Imperial'!F23,IF($F$11=\"Recharger 280HD\",'280HD-Imperial'!F23,IF($F$11=\"Recharger 330XLHD\",'330XLHD-Imperial'!F23,IF($F$11=\"Recharger 902HD\",'902HD-Imperial'!I23,IF($F$11=\"Contactor Field Drain C-4HD\",'C-4HD-Imperial'!D23,IF($F$11=\"Recharger 180HD\",'180HD-Imperial'!F23,IF($F$11='Chamber Images'!$A$9,'360HD-Imperial'!I23,0))))))))","v":92.257088888888887},2.6124255346488887,{"$f":"IF($F$11=\"Contactor 100HD\",'100HD-Imperial'!G23,IF($F$11=\"Recharger 150XLHD\",'150XLHD-Imperial'!G23,IF($F$11=\"Recharger 280HD\",'280HD-Imperial'!G23,IF($F$11=\"Recharger 330XLHD\",'330XLHD-Imperial'!G23,IF($F$11=\"Recharger 902HD\",'902HD-Imperial'!J23,IF($F$11=\"Contactor Field Drain C-4HD\",'C-4HD-Imperial'!E23,IF($F$11=\"Recharger 180HD\",'180HD-Imperial'!G23,IF($F$11='Chamber Images'!$A$9,'360HD-Imperial'!J23,0))))))))","v":92.257088888888887},2.6124255346488887,{"$f":"IF($F$11=\"Contactor 100HD\",'100HD-Imperial'!H23,IF($F$11=\"Recharger 150XLHD\",'150XLHD-Imperial'!H23,IF($F$11=\"Recharger 280HD\",'280HD-Imperial'!H23,IF($F$11=\"Recharger 330XLHD\",'330XLHD-Imperial'!H23,IF($F$11=\"Recharger 902HD\",'902HD-Imperial'!K23,IF($F$11=\"Contactor Field Drain C-4HD\",'C-4HD-Imperial'!F23,IF($F$11=\"Recharger 180HD\",'180HD-Imperial'!H23,IF($F$11='Chamber Images'!$A$9,'360HD-Imperial'!K23,0))))))))","v":9294.8263251235767},263.19973808325932,{"$f":"IF($F$11=\"Contactor 100HD\",'100HD-Imperial'!I23,IF($F$11=\"Recharger 150XLHD\",'150XLHD-Imperial'!I23,IF($F$11=\"Recharger 280HD\",'280HD-Imperial'!I23,IF($F$11=\"Recharger 330XLHD\",'330XLHD-Imperial'!I23,IF($F$11=\"Recharger 902HD\",'902HD-Imperial'!L23,IF($F$11=\"Contactor Field Drain C-4HD\",'C-4HD-Imperial'!G23,IF($F$11=\"Recharger 180HD\",'180HD-Imperial'!I23,IF($F$11='Chamber Images'!$A$9,'360HD-Imperial'!L23,0))))))))","v":5.08},1.5493999999999999,{"$f":"IF($F$11=\"Contactor 100HD\",'100HD-Imperial'!J23,IF($F$11=\"Recharger 150XLHD\",'150XLHD-Imperial'!J23,IF($F$11=\"Recharger 280HD\",'280HD-Imperial'!J23,IF($F$11=\"Recharger 330XLHD\",'330XLHD-Imperial'!J23,IF($F$11=\"Recharger 902HD\",'902HD-Imperial'!M23,IF($F$11=\"Recharger 180HD\",'180HD-Imperial'!J23,IF($F$11='Chamber Images'!$A$9,'360HD-Imperial'!M23,IF($F$11='Chamber Images'!A10,'C-4HD-Imperial'!H23,\"\"))))))))","v":""}]
[null,{"$f":"IF($F$11=\"Contactor 100HD\",'100HD-Imperial'!A24,IF($F$11=\"Recharger 150XLHD\",'150XLHD-Imperial'!A24,IF($F$11=\"Recharger 280HD\",'280HD-Imperial'!A24,IF($F$11=\"Recharger 330XLHD\",'330XLHD-Imperial'!A24,IF($F$11=\"Recharger 902HD\",'902HD-Imperial'!A24,IF($F$11=\"Contactor Field Drain C-4HD\",'C-4HD-Imperial'!A24,IF($F$11=\"Recharger 180HD\",'180HD-Imperial'!A24,IF($F$11='Chamber Images'!$A$9,'360HD-Imperial'!A24))))))))","v":60},1524,{"$f":"IF($F$11=\"Contactor 100HD\",'100HD-Imperial'!D24,IF($F$11=\"Recharger 150XLHD\",'150XLHD-Imperial'!D24,IF($F$11=\"Recharger 280HD\",'280HD-Imperial'!D24,IF($F$11=\"Recharger 330XLHD\",'330XLHD-Imperial'!D24,IF($F$11=\"Recharger 902HD\",'902HD-Imperial'!G24,IF($F$11=\"Contactor Field Drain C-4HD\",'C-4HD-Imperial'!C24,IF($F$11=\"Recharger 180HD\",'180HD-Imperial'!D24,IF($F$11='Chamber Images'!$A$9,'360HD-Imperial'!G24,0))))))))","v":0},0,{"$f":"IF($F$11=\"Contactor 100HD\",'100HD-Imperial'!E24,IF($F$11=\"Recharger 150XLHD\",'150XLHD-Imperial'!E24,IF($F$11=\"Recharger 280HD\",'280HD-Imperial'!E24,IF($F$11=\"Recharger 330XLHD\",'330XLHD-Imperial'!E24,IF($F$11=\"Recharger 902HD\",'902HD-Imperial'!H24,IF($F$11=\"Recharger 180HD\",'180HD-Imperial'!C24,IF($F$11='Chamber Images'!$A$9,'360HD-Imperial'!H24,\"\")))))))","v":0},0,{"$f":"IF($F$11=\"Contactor 100HD\",'100HD-Imperial'!F24,IF($F$11=\"Recharger 150XLHD\",'150XLHD-Imperial'!F24,IF($F$11=\"Recharger 280HD\",'280HD-Imperial'!F24,IF($F$11=\"Recharger 330XLHD\",'330XLHD-Imperial'!F24,IF($F$11=\"Recharger 902HD\",'902HD-Imperial'!I24,IF($F$11=\"Contactor Field Drain C-4HD\",'C-4HD-Imperial'!D24,IF($F$11=\"Recharger 180HD\",'180HD-Imperial'!F24,IF($F$11='Chamber Images'!$A$9,'360HD-Imperial'!I24,0))))))))","v":92.257088888888887},2.6124255346488887,{"$f":"IF($F$11=\"Contactor 100HD\",'100HD-Imperial'!G24,IF($F$11=\"Recharger 150XLHD\",'150XLHD-Imperial'!G24,IF($F$11=\"Recharger 280HD\",'280HD-Imperial'!G24,IF($F$11=\"Recharger 330XLHD\",'330XLHD-Imperial'!G24,IF($F$11=\"Recharger 902HD\",'902HD-Imperial'!J24,IF($F$11=\"Contactor Field Drain C-4HD\",'C-4HD-Imperial'!E24,IF($F$11=\"Recharger 180HD\",'180HD-Imperial'!G24,IF($F$11='Chamber Images'!$A$9,'360HD-Imperial'!J24,0))))))))","v":92.257088888888887},2.6124255346488887,{"$f":"IF($F$11=\"Contactor 100HD\",'100HD-Imperial'!H24,IF($F$11=\"Recharger 150XLHD\",'150XLHD-Imperial'!H24,IF($F$11=\"Recharger 280HD\",'280HD-Imperial'!H24,IF($F$11=\"Recharger 330XLHD\",'330XLHD-Imperial'!H24,IF($F$11=\"Recharger 902HD\",'902HD-Imperial'!K24,IF($F$11=\"Contactor Field Drain C-4HD\",'C-4HD-Imperial'!F24,IF($F$11=\"Recharger 180HD\",'180HD-Imperial'!H24,IF($F$11='Chamber Images'!$A$9,'360HD-Imperial'!K24,0))))))))","v":9202.5692362346872},260.58731254861038,{"$f":"IF($F$11=\"Contactor 100HD\",'100HD-Imperial'!I24,IF($F$11=\"Recharger 150XLHD\",'150XLHD-Imperial'!I24,IF($F$11=\"Recharger 280HD\",'280HD-Imperial'!I24,IF($F$11=\"Recharger 330XLHD\",'330XLHD-Imperial'!I24,IF($F$11=\"Recharger 902HD\",'902HD-Imperial'!L24,IF($F$11=\"Contactor Field Drain C-4HD\",'C-4HD-Imperial'!G24,IF($F$11=\"Recharger 180HD\",'180HD-Imperial'!I24,IF($F$11='Chamber Images'!$A$9,'360HD-Imperial'!L24,0))))))))","v":5},1.524,{"$f":"IF($F$11=\"Contactor 100HD\",'100HD-Imperial'!J24,IF($F$11=\"Recharger 150XLHD\",'150XLHD-Imperial'!J24,IF($F$11=\"Recharger 280HD\",'280HD-Imperial'!J24,IF($F$11=\"Recharger 330XLHD\",'330XLHD-Imperial'!J24,IF($F$11=\"Recharger 902HD\",'902HD-Imperial'!M24,IF($F$11=\"Recharger 180HD\",'180HD-Imperial'!J24,IF($F$11='Chamber Images'!$A$9,'360HD-Imperial'!M24,IF($F$11='Chamber Images'!#REF!,'C-4HD-Imperial'!H24,\"\"))))))))","v":""}]
[null,{"$f":"IF($F$11=\"Contactor 100HD\",'100HD-Imperial'!A25,IF($F$11=\"Recharger 150XLHD\",'150XLHD-Imperial'!A25,IF($F$11=\"Recharger 280HD\",'280HD-Imperial'!A25,IF($F$11=\"Recharger 330XLHD\",'330XLHD-Imperial'!A25,IF($F$11=\"Recharger 902HD\",'902HD-Imperial'!A25,IF($F$11=\"Contactor Field Drain C-4HD\",'C-4HD-Imperial'!A25,IF($F$11=\"Recharger 180HD\",'180HD-Imperial'!A25,IF($F$11='Chamber Images'!$A$9,'360HD-Imperial'!A25))))))))","v":59},1498.6,{"$f":"IF($F$11=\"Contactor 100HD\",'100HD-Imperial'!D25,IF($F$11=\"Recharger 150XLHD\",'150XLHD-Imperial'!D25,IF($F$11=\"Recharger 280HD\",'280HD-Imperial'!D25,IF($F$11=\"Recharger 330XLHD\",'330XLHD-Imperial'!D25,IF($F$11=\"Recharger 902HD\",'902HD-Imperial'!G25,IF($F$11=\"Contactor Field Drain C-4HD\",'C-4HD-Imperial'!C25,IF($F$11=\"Recharger 180HD\",'180HD-Imperial'!D25,IF($F$11='Chamber Images'!$A$9,'360HD-Imperial'!G25,0))))))))","v":0},0,{"$f":"IF($F$11=\"Contactor 100HD\",'100HD-Imperial'!E25,IF($F$11=\"Recharger 150XLHD\",'150XLHD-Imperial'!E25,IF($F$11=\"Recharger 280HD\",'280HD-Imperial'!E25,IF($F$11=\"Recharger 330XLHD\",'330XLHD-Imperial'!E25,IF($F$11=\"Recharger 902HD\",'902HD-Imperial'!H25,IF($F$11=\"Recharger 180HD\",'180HD-Imperial'!C25,IF($F$11='Chamber Images'!$A$9,'360HD-Imperial'!H25,\"\")))))))","v":0},0,{"$f":"IF($F$11=\"Contactor 100HD\",'100HD-Imperial'!F25,IF($F$11=\"Recharger 150XLHD\",'150XLHD-Imperial'!F25,IF($F$11=\"Recharger 280HD\",'280HD-Imperial'!F25,IF($F$11=\"Recharger 330XLHD\",'330XLHD-Imperial'!F25,IF($F$11=\"Recharger 902HD\",'902HD-Imperial'!I25,IF($F$11=\"Contactor Field Drain C-4HD\",'C-4HD-Imperial'!D25,IF($F$11=\"Recharger 180HD\",'180HD-Imperial'!F25,IF($F$11='Chamber Images'!$A$9,'360HD-Imperial'!I25,0))))))))","v":92.257088888888887},2.6124255346488887,{"$f":"IF($F$11=\"Contactor 100HD\",'100HD-Imperial'!G25,IF($F$11=\"Recharger 150XLHD\",'150XLHD-Imperial'!G25,IF($F$11=\"Recharger 280HD\",'280HD-Imperial'!G25,IF($F$11=\"Recharger 330XLHD\",'330XLHD-Imperial'!G25,IF($F$11=\"Recharger 902HD\",'902HD-Imperial'!J25,IF($F$11=\"Contactor Field Drain C-4HD\",'C-4HD-Imperial'!E25,IF($F$11=\"Recharger 180HD\",'180HD-Imperial'!G25,IF($F$11='Chamber Images'!$A$9,'360HD-Imperial'!J25,0))))))))","v":92.257088888888887},2.6124255346488887,{"$f":"IF($F$11=\"Contactor 100HD\",'100HD-Imperial'!H25,IF($F$11=\"Recharger 150XLHD\",'150XLHD-Imperial'!H25,IF($F$11=\"Recharger 280HD\",'280HD-Imperial'!H25,IF($F$11=\"Recharger 330XLHD\",'330XLHD-Imperial'!H25,IF($F$11=\"Recharger 902HD\",'902HD-Imperial'!K25,IF($F$11=\"Contactor Field Drain C-4HD\",'C-4HD-Imperial'!F25,IF($F$11=\"Recharger 180HD\",'180HD-Imperial'!H25,IF($F$11='Chamber Images'!$A$9,'360HD-Imperial'!K25,0))))))))","v":9110.3121473457977},257.97488701396151,{"$f":"IF($F$11=\"Contactor 100HD\",'100HD-Imperial'!I25,IF($F$11=\"Recharger 150XLHD\",'150XLHD-Imperial'!I25,IF($F$11=\"Recharger 280HD\",'280HD-Imperial'!I25,IF($F$11=\"Recharger 330XLHD\",'330XLHD-Imperial'!I25,IF($F$11=\"Recharger 902HD\",'902HD-Imperial'!L25,IF($F$11=\"Contactor Field Drain C-4HD\",'C-4HD-Imperial'!G25,IF($F$11=\"Recharger 180HD\",'180HD-Imperial'!I25,IF($F$11='Chamber Images'!$A$9,'360HD-Imperial'!L25,0))))))))","v":4.92},1.4985999999999999,{"$f":"IF($F$11=\"Contactor 100HD\",'100HD-Imperial'!J25,IF($F$11=\"Recharger 150XLHD\",'150XLHD-Imperial'!J25,IF($F$11=\"Recharger 280HD\",'280HD-Imperial'!J25,IF($F$11=\"Recharger 330XLHD\",'330XLHD-Imperial'!J25,IF($F$11=\"Recharger 902HD\",'902HD-Imperial'!M25,IF($F$11=\"Recharger 180HD\",'180HD-Imperial'!J25,IF($F$11='Chamber Images'!$A$9,'360HD-Imperial'!M25,IF($F$11='Chamber Images'!A11,'C-4HD-Imperial'!H25,\"\"))))))))","v":""}]
[null,{"$f":"IF($F$11=\"Contactor 100HD\",'100HD-Imperial'!A26,IF($F$11=\"Recharger 150XLHD\",'150XLHD-Imperial'!A26,IF($F$11=\"Recharger 280HD\",'280HD-Imperial'!A26,IF($F$11=\"Recharger 330XLHD\",'330XLHD-Imperial'!A26,IF($F$11=\"Recharger 902HD\",'902HD-Imperial'!A26,IF($F$11=\"Contactor Field Drain C-4HD\",'C-4HD-Imperial'!A26,IF($F$11=\"Recharger 180HD\",'180HD-Imperial'!A26,IF($F$11='Chamber Images'!$A$9,'360HD-Imperial'!A26))))))))","v":58},1473.1999999999998,{"$f":"IF($F$11=\"Contactor 100HD\",'100HD-Imperial'!D26,IF($F$11=\"Recharger 150XLHD\",'150XLHD-Imperial'!D26,IF($F$11=\"Recharger 280HD\",'280HD-Imperial'!D26,IF($F$11=\"Recharger 330XLHD\",'330XLHD-Imperial'!D26,IF($F$11=\"Recharger 902HD\",'902HD-Imperial'!G26,IF($F$11=\"Contactor Field Drain C-4HD\",'C-4HD-Imperial'!C26,IF($F$11=\"Recharger 180HD\",'180HD-Imperial'!D26,IF($F$11='Chamber Images'!$A$9,'360HD-Imperial'!G26,0))))))))","v":0},0,{"$f":"IF($F$11=\"Contactor 100HD\",'100HD-Imperial'!E26,IF($F$11=\"Recharger 150XLHD\",'150XLHD-Imperial'!E26,IF($F$11=\"Recharger 280HD\",'280HD-Imperial'!E26,IF($F$11=\"Recharger 330XLHD\",'330XLHD-Imperial'!E26,IF($F$11=\"Recharger 902HD\",'902HD-Imperial'!H26,IF($F$11=\"Recharger 180HD\",'180HD-Imperial'!C26,IF($F$11='Chamber Images'!$A$9,'360HD-Imperial'!H26,\"\")))))))","v":0},0,{"$f":"IF($F$11=\"Contactor 100HD\",'100HD-Imperial'!F26,IF($F$11=\"Recharger 150XLHD\",'150XLHD-Imperial'!F26,IF($F$11=\"Recharger 280HD\",'280HD-Imperial'!F26,IF($F$11=\"Recharger 330XLHD\",'330XLHD-Imperial'!F26,IF($F$11=\"Recharger 902HD\",'902HD-Imperial'!I26,IF($F$11=\"Contactor Field Drain C-4HD\",'C-4HD-Imperial'!D26,IF($F$11=\"Recharger 180HD\",'180HD-Imperial'!F26,IF($F$11='Chamber Images'!$A$9,'360HD-Imperial'!I26,0))))))))","v":92.257088888888887},2.6124255346488887,{"$f":"IF($F$11=\"Contactor 100HD\",'100HD-Imperial'!G26,IF($F$11=\"Recharger 150XLHD\",'150XLHD-Imperial'!G26,IF($F$11=\"Recharger 280HD\",'280HD-Imperial'!G26,IF($F$11=\"Recharger 330XLHD\",'330XLHD-Imperial'!G26,IF($F$11=\"Recharger 902HD\",'902HD-Imperial'!J26,IF($F$11=\"Contactor Field Drain C-4HD\",'C-4HD-Imperial'!E26,IF($F$11=\"Recharger 180HD\",'180HD-Imperial'!G26,IF($F$11='Chamber Images'!$A$9,'360HD-Imperial'!J26,0))))))))","v":92.257088888888887},2.6124255346488887,{"$f":"IF($F$11=\"Contactor 100HD\",'100HD-Imperial'!H26,IF($F$11=\"Recharger 150XLHD\",'150XLHD-Imperial'!H26,IF($F$11=\"Recharger 280HD\",'280HD-Imperial'!H26,IF($F$11=\"Recharger 330XLHD\",'330XLHD-Imperial'!H26,IF($F$11=\"Recharger 902HD\",'902HD-Imperial'!K26,IF($F$11=\"Contactor Field Drain C-4HD\",'C-4HD-Imperial'!F26,IF($F$11=\"Recharger 180HD\",'180HD-Imperial'!H26,IF($F$11='Chamber Images'!$A$9,'360HD-Imperial'!K26,0))))))))","v":9018.0550584569082},255.36246147931257,{"$f":"IF($F$11=\"Contactor 100HD\",'100HD-Imperial'!I26,IF($F$11=\"Recharger 150XLHD\",'150XLHD-Imperial'!I26,IF($F$11=\"Recharger 280HD\",'280HD-Imperial'!I26,IF($F$11=\"Recharger 330XLHD\",'330XLHD-Imperial'!I26,IF($F$11=\"Recharger 902HD\",'902HD-Imperial'!L26,IF($F$11=\"Contactor Field Drain C-4HD\",'C-4HD-Imperial'!G26,IF($F$11=\"Recharger 180HD\",'180HD-Imperial'!I26,IF($F$11='Chamber Images'!$A$9,'360HD-Imperial'!L26,0))))))))","v":4.83},1.4731999999999998,{"$f":"IF($F$11=\"Contactor 100HD\",'100HD-Imperial'!J26,IF($F$11=\"Recharger 150XLHD\",'150XLHD-Imperial'!J26,IF($F$11=\"Recharger 280HD\",'280HD-Imperial'!J26,IF($F$11=\"Recharger 330XLHD\",'330XLHD-Imperial'!J26,IF($F$11=\"Recharger 902HD\",'902HD-Imperial'!M26,IF($F$11=\"Recharger 180HD\",'180HD-Imperial'!J26,IF($F$11='Chamber Images'!$A$9,'360HD-Imperial'!M26,IF($F$11='Chamber Images'!A12,'C-4HD-Imperial'!H26,\"\"))))))))","v":""}]
[null,{"$f":"IF($F$11=\"Contactor 100HD\",'100HD-Imperial'!A27,IF($F$11=\"Recharger 150XLHD\",'150XLHD-Imperial'!A27,IF($F$11=\"Recharger 280HD\",'280HD-Imperial'!A27,IF($F$11=\"Recharger 330XLHD\",'330XLHD-Imperial'!A27,IF($F$11=\"Recharger 902HD\",'902HD-Imperial'!A27,IF($F$11=\"Contactor Field Drain C-4HD\",'C-4HD-Imperial'!A27,IF($F$11=\"Recharger 180HD\",'180HD-Imperial'!A27,IF($F$11='Chamber Images'!$A$9,'360HD-Imperial'!A27))))))))","v":57},1447.8,{"$f":"IF($F$11=\"Contactor 100HD\",'100HD-Imperial'!D27,IF($F$11=\"Recharger 150XLHD\",'150XLHD-Imperial'!D27,IF($F$11=\"Recharger 280HD\",'280HD-Imperial'!D27,IF($F$11=\"Recharger 330XLHD\",'330XLHD-Imperial'!D27,IF($F$11=\"Recharger 902HD\",'902HD-Imperial'!G27,IF($F$11=\"Contactor Field Drain C-4HD\",'C-4HD-Imperial'!C27,IF($F$11=\"Recharger 180HD\",'180HD-Imperial'!D27,IF($F$11='Chamber Images'!$A$9,'360HD-Imperial'!G27,0))))))))","v":7.1562862669245648},0.20264312696324951,{"$f":"IF($F$11=\"Contactor 100HD\",'100HD-Imperial'!E27,IF($F$11=\"Recharger 150XLHD\",'150XLHD-Imperial'!E27,IF($F$11=\"Recharger 280HD\",'280HD-Imperial'!E27,IF($F$11=\"Recharger 330XLHD\",'330XLHD-Imperial'!E27,IF($F$11=\"Recharger 902HD\",'902HD-Imperial'!H27,IF($F$11=\"Recharger 180HD\",'180HD-Imperial'!C27,IF($F$11='Chamber Images'!$A$9,'360HD-Imperial'!H27,\"\")))))))","v":0},0,{"$f":"IF($F$11=\"Contactor 100HD\",'100HD-Imperial'!F27,IF($F$11=\"Recharger 150XLHD\",'150XLHD-Imperial'!F27,IF($F$11=\"Recharger 280HD\",'280HD-Imperial'!F27,IF($F$11=\"Recharger 330XLHD\",'330XLHD-Imperial'!F27,IF($F$11=\"Recharger 902HD\",'902HD-Imperial'!I27,IF($F$11=\"Contactor Field Drain C-4HD\",'C-4HD-Imperial'!D27,IF($F$11=\"Recharger 180HD\",'180HD-Imperial'!F27,IF($F$11='Chamber Images'!$A$9,'360HD-Imperial'!I27,0))))))))","v":89.39457438211906},2.5313682838635891,{"$f":"IF($F$11=\"Contactor 100HD\",'100HD-Imperial'!G27,IF($F$11=\"Recharger 150XLHD\",'150XLHD-Imperial'!G27,IF($F$11=\"Recharger 280HD\",'280HD-Imperial'!G27,IF($F$11=\"Recharger 330XLHD\",'330XLHD-Imperial'!G27,IF($F$11=\"Recharger 902HD\",'902HD-Imperial'!J27,IF($F$11=\"Contactor Field Drain C-4HD\",'C-4HD-Imperial'!E27,IF($F$11=\"Recharger 180HD\",'180HD-Imperial'!G27,IF($F$11='Chamber Images'!$A$9,'360HD-Imperial'!J27,0))))))))","v":96.550860649043628},2.7340114108268385,{"$f":"IF($F$11=\"Contactor 100HD\",'100HD-Imperial'!H27,IF($F$11=\"Recharger 150XLHD\",'150XLHD-Imperial'!H27,IF($F$11=\"Recharger 280HD\",'280HD-Imperial'!H27,IF($F$11=\"Recharger 330XLHD\",'330XLHD-Imperial'!H27,IF($F$11=\"Recharger 902HD\",'902HD-Imperial'!K27,IF($F$11=\"Contactor Field Drain C-4HD\",'C-4HD-Imperial'!F27,IF($F$11=\"Recharger 180HD\",'180HD-Imperial'!H27,IF($F$11='Chamber Images'!$A$9,'360HD-Imperial'!K27,0))))))))","v":8925.7979695680187},252.75003594466367,{"$f":"IF($F$11=\"Contactor 100HD\",'100HD-Imperial'!I27,IF($F$11=\"Recharger 150XLHD\",'150XLHD-Imperial'!I27,IF($F$11=\"Recharger 280HD\",'280HD-Imperial'!I27,IF($F$11=\"Recharger 330XLHD\",'330XLHD-Imperial'!I27,IF($F$11=\"Recharger 902HD\",'902HD-Imperial'!L27,IF($F$11=\"Contactor Field Drain C-4HD\",'C-4HD-Imperial'!G27,IF($F$11=\"Recharger 180HD\",'180HD-Imperial'!I27,IF($F$11='Chamber Images'!$A$9,'360HD-Imperial'!L27,0))))))))","v":4.75},1.4478,{"$f":"IF($F$11=\"Contactor 100HD\",'100HD-Imperial'!J27,IF($F$11=\"Recharger 150XLHD\",'150XLHD-Imperial'!J27,IF($F$11=\"Recharger 280HD\",'280HD-Imperial'!J27,IF($F$11=\"Recharger 330XLHD\",'330XLHD-Imperial'!J27,IF($F$11=\"Recharger 902HD\",'902HD-Imperial'!M27,IF($F$11=\"Recharger 180HD\",'180HD-Imperial'!J27,IF($F$11='Chamber Images'!$A$9,'360HD-Imperial'!M27,IF($F$11='Chamber Images'!A13,'C-4HD-Imperial'!H27,\"\"))))))))","v":"Top of Chamber Elevation"}]
[null,{"$f":"IF($F$11=\"Contactor 100HD\",'100HD-Imperial'!A28,IF($F$11=\"Recharger 150XLHD\",'150XLHD-Imperial'!A28,IF($F$11=\"Recharger 280HD\",'280HD-Imperial'!A28,IF($F$11=\"Recharger 330XLHD\",'330XLHD-Imperial'!A28,IF($F$11=\"Recharger 902HD\",'902HD-Imperial'!A28,IF($F$11=\"Contactor Field Drain C-4HD\",'C-4HD-Imperial'!A28,IF($F$11=\"Recharger 180HD\",'180HD-Imperial'!A28,IF($F$11='Chamber Images'!$A$9,'360HD-Imperial'!A28))))))))","v":56},1422.3999999999999,{"$f":"IF($F$11=\"Contactor 100HD\",'100HD-Imperial'!D28,IF($F$11=\"Recharger 150XLHD\",'150XLHD-Imperial'!D28,IF($F$11=\"Recharger 280HD\",'280HD-Imperial'!D28,IF($F$11=\"Recharger 330XLHD\",'330XLHD-Imperial'!D28,IF($F$11=\"Recharger 902HD\",'902HD-Imperial'!G28,IF($F$11=\"Contactor Field Drain C-4HD\",'C-4HD-Imperial'!C28,IF($F$11=\"Recharger 180HD\",'180HD-Imperial'!D28,IF($F$11='Chamber Images'!$A$9,'360HD-Imperial'!G28,0))))))))","v":17.77442940038685},0.50331496244487439,{"$f":"IF($F$11=\"Contactor 100HD\",'100HD-Imperial'!E28,IF($F$11=\"Recharger 150XLHD\",'150XLHD-Imperial'!E28,IF($F$11=\"Recharger 280HD\",'280HD-Imperial'!E28,IF($F$11=\"Recharger 330XLHD\",'330XLHD-Imperial'!E28,IF($F$11=\"Recharger 902HD\",'902HD-Imperial'!H28,IF($F$11=\"Recharger 180HD\",'180HD-Imperial'!C28,IF($F$11='Chamber Images'!$A$9,'360HD-Imperial'!H28,\"\")))))))","v":0},0,{"$f":"IF($F$11=\"Contactor 100HD\",'100HD-Imperial'!F28,IF($F$11=\"Recharger 150XLHD\",'150XLHD-Imperial'!F28,IF($F$11=\"Recharger 280HD\",'280HD-Imperial'!F28,IF($F$11=\"Recharger 330XLHD\",'330XLHD-Imperial'!F28,IF($F$11=\"Recharger 902HD\",'902HD-Imperial'!I28,IF($F$11=\"Contactor Field Drain C-4HD\",'C-4HD-Imperial'!D28,IF($F$11=\"Recharger 180HD\",'180HD-Imperial'!F28,IF($F$11='Chamber Images'!$A$9,'360HD-Imperial'!I28,0))))))))","v":85.147317128734144},2.4110995496709391,{"$f":"IF($F$11=\"Contactor 100HD\",'100HD-Imperial'!G28,IF($F$11=\"Recharger 150XLHD\",'150XLHD-Imperial'!G28,IF($F$11=\"Recharger 280HD\",'280HD-Imperial'!G28,IF($F$11=\"Recharger 330XLHD\",'330XLHD-Imperial'!G28,IF($F$11=\"Recharger 902HD\",'902HD-Imperial'!J28,IF($F$11=\"Contactor Field Drain C-4HD\",'C-4HD-Imperial'!E28,IF($F$11=\"Recharger 180HD\",'180HD-Imperial'!G28,IF($F$11='Chamber Images'!$A$9,'360HD-Imperial'!J28,0))))))))","v":102.92174652912099},2.9144145121158131,{"$f":"IF($F$11=\"Contactor 100HD\",'100HD-Imperial'!H28,IF($F$11=\"Recharger 150XLHD\",'150XLHD-Imperial'!H28,IF($F$11=\"Recharger 280HD\",'280HD-Imperial'!H28,IF($F$11=\"Recharger 330XLHD\",'330XLHD-Imperial'!H28,IF($F$11=\"Recharger 902HD\",'902HD-Imperial'!K28,IF($F$11=\"Contactor Field Drain C-4HD\",'C-4HD-Imperial'!F28,IF($F$11=\"Recharger 180HD\",'180HD-Imperial'!H28,IF($F$11='Chamber Images'!$A$9,'360HD-Imperial'!K28,0))))))))","v":8829.2471089189748},250.01602453383683,{"$f":"IF($F$11=\"Contactor 100HD\",'100HD-Imperial'!I28,IF($F$11=\"Recharger 150XLHD\",'150XLHD-Imperial'!I28,IF($F$11=\"Recharger 280HD\",'280HD-Imperial'!I28,IF($F$11=\"Recharger 330XLHD\",'330XLHD-Imperial'!I28,IF($F$11=\"Recharger 902HD\",'902HD-Imperial'!L28,IF($F$11=\"Contactor Field Drain C-4HD\",'C-4HD-Imperial'!G28,IF($F$11=\"Recharger 180HD\",'180HD-Imperial'!I28,IF($F$11='Chamber Images'!$A$9,'360HD-Imperial'!L28,0))))))))","v":4.67},1.4223999999999999,{"$f":"IF($F$11=\"Contactor 100HD\",'100HD-Imperial'!J28,IF($F$11=\"Recharger 150XLHD\",'150XLHD-Imperial'!J28,IF($F$11=\"Recharger 280HD\",'280HD-Imperial'!J28,IF($F$11=\"Recharger 330XLHD\",'330XLHD-Imperial'!J28,IF($F$11=\"Recharger 902HD\",'902HD-Imperial'!M28,IF($F$11=\"Recharger 180HD\",'180HD-Imperial'!J28,IF($F$11='Chamber Images'!$A$9,'360HD-Imperial'!M28,IF($F$11='Chamber Images'!A14,'C-4HD-Imperial'!H28,\"\"))))))))","v":""}]
[null,{"$f":"IF($F$11=\"Contactor 100HD\",'100HD-Imperial'!A29,IF($F$11=\"Recharger 150XLHD\",'150XLHD-Imperial'!A29,IF($F$11=\"Recharger 280HD\",'280HD-Imperial'!A29,IF($F$11=\"Recharger 330XLHD\",'330XLHD-Imperial'!A29,IF($F$11=\"Recharger 902HD\",'902HD-Imperial'!A29,IF($F$11=\"Contactor Field Drain C-4HD\",'C-4HD-Imperial'!A29,IF($F$11=\"Recharger 180HD\",'180HD-Imperial'!A29,IF($F$11='Chamber Images'!$A$9,'360HD-Imperial'!A29))))))))","v":55},1397,{"$f":"IF($F$11=\"Contactor 100HD\",'100HD-Imperial'!D29,IF($F$11=\"Recharger 150XLHD\",'150XLHD-Imperial'!D29,IF($F$11=\"Recharger 280HD\",'280HD-Imperial'!D29,IF($F$11=\"Recharger 330XLHD\",'330XLHD-Imperial'!D29,IF($F$11=\"Recharger 902HD\",'902HD-Imperial'!G29,IF($F$11=\"Contactor Field Drain C-4HD\",'C-4HD-Imperial'!C29,IF($F$11=\"Recharger 180HD\",'180HD-Imperial'!D29,IF($F$11='Chamber Images'!$A$9,'360HD-Imperial'!G29,0))))))))","v":24.81442940038685},0.70266523444487428,{"$f":"IF($F$11=\"Contactor 100HD\",'100HD-Imperial'!E29,IF($F$11=\"Recharger 150XLHD\",'150XLHD-Imperial'!E29,IF($F$11=\"Recharger 280HD\",'280HD-Imperial'!E29,IF($F$11=\"Recharger 330XLHD\",'330XLHD-Imperial'!E29,IF($F$11=\"Recharger 902HD\",'902HD-Imperial'!H29,IF($F$11=\"Recharger 180HD\",'180HD-Imperial'!C29,IF($F$11='Chamber Images'!$A$9,'360HD-Imperial'!H29,\"\")))))))","v":0},0,{"$f":"IF($F$11=\"Contactor 100HD\",'100HD-Imperial'!F29,IF($F$11=\"Recharger 150XLHD\",'150XLHD-Imperial'!F29,IF($F$11=\"Recharger 280HD\",'280HD-Imperial'!F29,IF($F$11=\"Recharger 330XLHD\",'330XLHD-Imperial'!F29,IF($F$11=\"Recharger 902HD\",'902HD-Imperial'!I29,IF($F$11=\"Contactor Field Drain C-4HD\",'C-4HD-Imperial'!D29,IF($F$11=\"Recharger 180HD\",'180HD-Imperial'!F29,IF($F$11='Chamber Images'!$A$9,'360HD-Imperial'!I29,0))))))))","v":82.331317128734142},2.3313594408709388,{"$f":"IF($F$11=\"Contactor 100HD\",'100HD-Imperial'!G29,IF($F$11=\"Recharger 150XLHD\",'150XLHD-Imperial'!G29,IF($F$11=\"Recharger 280HD\",'280HD-Imperial'!G29,IF($F$11=\"Recharger 330XLHD\",'330XLHD-Imperial'!G29,IF($F$11=\"Recharger 902HD\",'902HD-Imperial'!J29,IF($F$11=\"Contactor Field Drain C-4HD\",'C-4HD-Imperial'!E29,IF($F$11=\"Recharger 180HD\",'180HD-Imperial'!G29,IF($F$11='Chamber Images'!$A$9,'360HD-Imperial'!J29,0))))))))","v":107.145746529121},3.0340246753158135,{"$f":"IF($F$11=\"Contactor 100HD\",'100HD-Imperial'!H29,IF($F$11=\"Recharger 150XLHD\",'150XLHD-Imperial'!H29,IF($F$11=\"Recharger 280HD\",'280HD-Imperial'!H29,IF($F$11=\"Recharger 330XLHD\",'330XLHD-Imperial'!H29,IF($F$11=\"Recharger 902HD\",'902HD-Imperial'!K29,IF($F$11=\"Contactor Field Drain C-4HD\",'C-4HD-Imperial'!F29,IF($F$11=\"Recharger 180HD\",'180HD-Imperial'!H29,IF($F$11='Chamber Images'!$A$9,'360HD-Imperial'!K29,0))))))))","v":8726.3253623898545},247.10161002172103,{"$f":"IF($F$11=\"Contactor 100HD\",'100HD-Imperial'!I29,IF($F$11=\"Recharger 150XLHD\",'150XLHD-Imperial'!I29,IF($F$11=\"Recharger 280HD\",'280HD-Imperial'!I29,IF($F$11=\"Recharger 330XLHD\",'330XLHD-Imperial'!I29,IF($F$11=\"Recharger 902HD\",'902HD-Imperial'!L29,IF($F$11=\"Contactor Field Drain C-4HD\",'C-4HD-Imperial'!G29,IF($F$11=\"Recharger 180HD\",'180HD-Imperial'!I29,IF($F$11='Chamber Images'!$A$9,'360HD-Imperial'!L29,0))))))))","v":4.58},1.397,{"$f":"IF($F$11=\"Contactor 100HD\",'100HD-Imperial'!J29,IF($F$11=\"Recharger 150XLHD\",'150XLHD-Imperial'!J29,IF($F$11=\"Recharger 280HD\",'280HD-Imperial'!J29,IF($F$11=\"Recharger 330XLHD\",'330XLHD-Imperial'!J29,IF($F$11=\"Recharger 902HD\",'902HD-Imperial'!M29,IF($F$11=\"Recharger 180HD\",'180HD-Imperial'!J29,IF($F$11='Chamber Images'!$A$9,'360HD-Imperial'!M29,IF($F$11='Chamber Images'!A15,'C-4HD-Imperial'!H29,\"\"))))))))","v":""}]
[null,{"$f":"IF($F$11=\"Contactor 100HD\",'100HD-Imperial'!A30,IF($F$11=\"Recharger 150XLHD\",'150XLHD-Imperial'!A30,IF($F$11=\"Recharger 280HD\",'280HD-Imperial'!A30,IF($F$11=\"Recharger 330XLHD\",'330XLHD-Imperial'!A30,IF($F$11=\"Recharger 902HD\",'902HD-Imperial'!A30,IF($F$11=\"Contactor Field Drain C-4HD\",'C-4HD-Imperial'!A30,IF($F$11=\"Recharger 180HD\",'180HD-Imperial'!A30,IF($F$11='Chamber Images'!$A$9,'360HD-Imperial'!A30))))))))","v":54},1371.6,{"$f":"IF($F$11=\"Contactor 100HD\",'100HD-Imperial'!D30,IF($F$11=\"Recharger 150XLHD\",'150XLHD-Imperial'!D30,IF($F$11=\"Recharger 280HD\",'280HD-Imperial'!D30,IF($F$11=\"Recharger 330XLHD\",'330XLHD-Imperial'!D30,IF($F$11=\"Recharger 902HD\",'902HD-Imperial'!G30,IF($F$11=\"Contactor Field Drain C-4HD\",'C-4HD-Imperial'!C30,IF($F$11=\"Recharger 180HD\",'180HD-Imperial'!D30,IF($F$11='Chamber Images'!$A$9,'360HD-Imperial'!G30,0))))))))","v":42.472572533849124},1.202687341926499,{"$f":"IF($F$11=\"Contactor 100HD\",'100HD-Imperial'!E30,IF($F$11=\"Recharger 150XLHD\",'150XLHD-Imperial'!E30,IF($F$11=\"Recharger 280HD\",'280HD-Imperial'!E30,IF($F$11=\"Recharger 330XLHD\",'330XLHD-Imperial'!E30,IF($F$11=\"Recharger 902HD\",'902HD-Imperial'!H30,IF($F$11=\"Recharger 180HD\",'180HD-Imperial'!C30,IF($F$11='Chamber Images'!$A$9,'360HD-Imperial'!H30,\"\")))))))","v":0},0,{"$f":"IF($F$11=\"Contactor 100HD\",'100HD-Imperial'!F30,IF($F$11=\"Recharger 150XLHD\",'150XLHD-Imperial'!F30,IF($F$11=\"Recharger 280HD\",'280HD-Imperial'!F30,IF($F$11=\"Recharger 330XLHD\",'330XLHD-Imperial'!F30,IF($F$11=\"Recharger 902HD\",'902HD-Imperial'!I30,IF($F$11=\"Contactor Field Drain C-4HD\",'C-4HD-Imperial'!D30,IF($F$11=\"Recharger 180HD\",'180HD-Imperial'!F30,IF($F$11='Chamber Images'!$A$9,'360HD-Imperial'!I30,0))))))))","v":75.268059875349238},2.1313505978782894,{"$f":"IF($F$11=\"Contactor 100HD\",'100HD-Imperial'!G30,IF($F$11=\"Recharger 150XLHD\",'150XLHD-Imperial'!G30,IF($F$11=\"Recharger 280HD\",'280HD-Imperial'!G30,IF($F$11=\"Recharger 330XLHD\",'330XLHD-Imperial'!G30,IF($F$11=\"Recharger 902HD\",'902HD-Imperial'!J30,IF($F$11=\"Contactor Field Drain C-4HD\",'C-4HD-Imperial'!E30,IF($F$11=\"Recharger 180HD\",'180HD-Imperial'!G30,IF($F$11='Chamber Images'!$A$9,'360HD-Imperial'!J30,0))))))))","v":117.74063240919835},3.3340379398047881,{"$f":"IF($F$11=\"Contactor 100HD\",'100HD-Imperial'!H30,IF($F$11=\"Recharger 150XLHD\",'150XLHD-Imperial'!H30,IF($F$11=\"Recharger 280HD\",'280HD-Imperial'!H30,IF($F$11=\"Recharger 330XLHD\",'330XLHD-Imperial'!H30,IF($F$11=\"Recharger 902HD\",'902HD-Imperial'!K30,IF($F$11=\"Contactor Field Drain C-4HD\",'C-4HD-Imperial'!F30,IF($F$11=\"Recharger 180HD\",'180HD-Imperial'!H30,IF($F$11='Chamber Images'!$A$9,'360HD-Imperial'!K30,0))))))))","v":8619.179615860734},244.06758534640522,{"$f":"IF($F$11=\"Contactor 100HD\",'100HD-Imperial'!I30,IF($F$11=\"Recharger 150XLHD\",'150XLHD-Imperial'!I30,IF($F$11=\"Recharger 280HD\",'280HD-Imperial'!I30,IF($F$11=\"Recharger 330XLHD\",'330XLHD-Imperial'!I30,IF($F$11=\"Recharger 902HD\",'902HD-Imperial'!L30,IF($F$11=\"Contactor Field Drain C-4HD\",'C-4HD-Imperial'!G30,IF($F$11=\"Recharger 180HD\",'180HD-Imperial'!I30,IF($F$11='Chamber Images'!$A$9,'360HD-Imperial'!L30,0))))))))","v":4.5},1.3715999999999999,{"$f":"IF($F$11=\"Contactor 100HD\",'100HD-Imperial'!J30,IF($F$11=\"Recharger 150XLHD\",'150XLHD-Imperial'!J30,IF($F$11=\"Recharger 280HD\",'280HD-Imperial'!J30,IF($F$11=\"Recharger 330XLHD\",'330XLHD-Imperial'!J30,IF($F$11=\"Recharger 902HD\",'902HD-Imperial'!M30,IF($F$11=\"Recharger 180HD\",'180HD-Imperial'!J30,IF($F$11='Chamber Images'!$A$9,'360HD-Imperial'!M30,IF($F$11='Chamber Images'!A16,'C-4HD-Imperial'!H30,\"\"))))))))","v":""}]
[null,{"$f":"IF($F$11=\"Contactor 100HD\",'100HD-Imperial'!A31,IF($F$11=\"Recharger 150XLHD\",'150XLHD-Imperial'!A31,IF($F$11=\"Recharger 280HD\",'280HD-Imperial'!A31,IF($F$11=\"Recharger 330XLHD\",'330XLHD-Imperial'!A31,IF($F$11=\"Recharger 902HD\",'902HD-Imperial'!A31,IF($F$11=\"Contactor Field Drain C-4HD\",'C-4HD-Imperial'!A31,IF($F$11=\"Recharger 180HD\",'180HD-Imperial'!A31,IF($F$11='Chamber Images'!$A$9,'360HD-Imperial'!A31))))))))","v":53},1346.1999999999998,{"$f":"IF($F$11=\"Contactor 100HD\",'100HD-Imperial'!D31,IF($F$11=\"Recharger 150XLHD\",'150XLHD-Imperial'!D31,IF($F$11=\"Recharger 280HD\",'280HD-Imperial'!D31,IF($F$11=\"Recharger 330XLHD\",'330XLHD-Imperial'!D31,IF($F$11=\"Recharger 902HD\",'902HD-Imperial'!G31,IF($F$11=\"Contactor Field Drain C-4HD\",'C-4HD-Imperial'!C31,IF($F$11=\"Recharger 180HD\",'180HD-Imperial'!D31,IF($F$11='Chamber Images'!$A$9,'360HD-Imperial'!G31,0))))))))","v":56.61071566731141},1.6030343134081237,{"$f":"IF($F$11=\"Contactor 100HD\",'100HD-Imperial'!E31,IF($F$11=\"Recharger 150XLHD\",'150XLHD-Imperial'!E31,IF($F$11=\"Recharger 280HD\",'280HD-Imperial'!E31,IF($F$11=\"Recharger 330XLHD\",'330XLHD-Imperial'!E31,IF($F$11=\"Recharger 902HD\",'902HD-Imperial'!H31,IF($F$11=\"Recharger 180HD\",'180HD-Imperial'!C31,IF($F$11='Chamber Images'!$A$9,'360HD-Imperial'!H31,\"\")))))))","v":0},0,{"$f":"IF($F$11=\"Contactor 100HD\",'100HD-Imperial'!F31,IF($F$11=\"Recharger 150XLHD\",'150XLHD-Imperial'!F31,IF($F$11=\"Recharger 280HD\",'280HD-Imperial'!F31,IF($F$11=\"Recharger 330XLHD\",'330XLHD-Imperial'!F31,IF($F$11=\"Recharger 902HD\",'902HD-Imperial'!I31,IF($F$11=\"Contactor Field Drain C-4HD\",'C-4HD-Imperial'!D31,IF($F$11=\"Recharger 180HD\",'180HD-Imperial'!F31,IF($F$11='Chamber Images'!$A$9,'360HD-Imperial'!I31,0))))))))","v":69.61280262196432},1.9712118092856392,{"$f":"IF($F$11=\"Contactor 100HD\",'100HD-Imperial'!G31,IF($F$11=\"Recharger 150XLHD\",'150XLHD-Imperial'!G31,IF($F$11=\"Recharger 280HD\",'280HD-Imperial'!G31,IF($F$11=\"Recharger 330XLHD\",'330XLHD-Imperial'!G31,IF($F$11=\"Recharger 902HD\",'902HD-Imperial'!J31,IF($F$11=\"Contactor Field Drain C-4HD\",'C-4HD-Imperial'!E31,IF($F$11=\"Recharger 180HD\",'180HD-Imperial'!G31,IF($F$11='Chamber Images'!$A$9,'360HD-Imperial'!J31,0))))))))","v":126.22351828927573},3.5742461226937632,{"$f":"IF($F$11=\"Contactor 100HD\",'100HD-Imperial'!H31,IF($F$11=\"Recharger 150XLHD\",'150XLHD-Imperial'!H31,IF($F$11=\"Recharger 280HD\",'280HD-Imperial'!H31,IF($F$11=\"Recharger 330XLHD\",'330XLHD-Imperial'!H31,IF($F$11=\"Recharger 902HD\",'902HD-Imperial'!K31,IF($F$11=\"Contactor Field Drain C-4HD\",'C-4HD-Imperial'!F31,IF($F$11=\"Recharger 180HD\",'180HD-Imperial'!H31,IF($F$11='Chamber Images'!$A$9,'360HD-Imperial'!K31,0))))))))","v":8501.438983451535},240.73354740660042,{"$f":"IF($F$11=\"Contactor 100HD\",'100HD-Imperial'!I31,IF($F$11=\"Recharger 150XLHD\",'150XLHD-Imperial'!I31,IF($F$11=\"Recharger 280HD\",'280HD-Imperial'!I31,IF($F$11=\"Recharger 330XLHD\",'330XLHD-Imperial'!I31,IF($F$11=\"Recharger 902HD\",'902HD-Imperial'!L31,IF($F$11=\"Contactor Field Drain C-4HD\",'C-4HD-Imperial'!G31,IF($F$11=\"Recharger 180HD\",'180HD-Imperial'!I31,IF($F$11='Chamber Images'!$A$9,'360HD-Imperial'!L31,0))))))))","v":4.42},1.3461999999999998,{"$f":"IF($F$11=\"Contactor 100HD\",'100HD-Imperial'!J31,IF($F$11=\"Recharger 150XLHD\",'150XLHD-Imperial'!J31,IF($F$11=\"Recharger 280HD\",'280HD-Imperial'!J31,IF($F$11=\"Recharger 330XLHD\",'330XLHD-Imperial'!J31,IF($F$11=\"Recharger 902HD\",'902HD-Imperial'!M31,IF($F$11=\"Recharger 180HD\",'180HD-Imperial'!J31,IF($F$11='Chamber Images'!$A$9,'360HD-Imperial'!M31,IF($F$11='Chamber Images'!A17,'C-4HD-Imperial'!H31,\"\"))))))))","v":""}]
[null,{"$f":"IF($F$11=\"Contactor 100HD\",'100HD-Imperial'!A32,IF($F$11=\"Recharger 150XLHD\",'150XLHD-Imperial'!A32,IF($F$11=\"Recharger 280HD\",'280HD-Imperial'!A32,IF($F$11=\"Recharger 330XLHD\",'330XLHD-Imperial'!A32,IF($F$11=\"Recharger 902HD\",'902HD-Imperial'!A32,IF($F$11=\"Contactor Field Drain C-4HD\",'C-4HD-Imperial'!A32,IF($F$11=\"Recharger 180HD\",'180HD-Imperial'!A32,IF($F$11='Chamber Images'!$A$9,'360HD-Imperial'!A32))))))))","v":52},1320.8,{"$f":"IF($F$11=\"Contactor 100HD\",'100HD-Imperial'!D32,IF($F$11=\"Recharger 150XLHD\",'150XLHD-Imperial'!D32,IF($F$11=\"Recharger 280HD\",'280HD-Imperial'!D32,IF($F$11=\"Recharger 330XLHD\",'330XLHD-Imperial'!D32,IF($F$11=\"Recharger 902HD\",'902HD-Imperial'!G32,IF($F$11=\"Contactor Field Drain C-4HD\",'C-4HD-Imperial'!C32,IF($F$11=\"Recharger 180HD\",'180HD-Imperial'!D32,IF($F$11='Chamber Images'!$A$9,'360HD-Imperial'!G32,0))))))))","v":70.632572533849142},2.0000884299264992,{"$f":"IF($F$11=\"Contactor 100HD\",'100HD-Imperial'!E32,IF($F$11=\"Recharger 150XLHD\",'150XLHD-Imperial'!E32,IF($F$11=\"Recharger 280HD\",'280HD-Imperial'!E32,IF($F$11=\"Recharger 330XLHD\",'330XLHD-Imperial'!E32,IF($F$11=\"Recharger 902HD\",'902HD-Imperial'!H32,IF($F$11=\"Recharger 180HD\",'180HD-Imperial'!C32,IF($F$11='Chamber Images'!$A$9,'360HD-Imperial'!H32,\"\")))))))","v":0},0,{"$f":"IF($F$11=\"Contactor 100HD\",'100HD-Imperial'!F32,IF($F$11=\"Recharger 150XLHD\",'150XLHD-Imperial'!F32,IF($F$11=\"Recharger 280HD\",'280HD-Imperial'!F32,IF($F$11=\"Recharger 330XLHD\",'330XLHD-Imperial'!F32,IF($F$11=\"Recharger 902HD\",'902HD-Imperial'!I32,IF($F$11=\"Contactor Field Drain C-4HD\",'C-4HD-Imperial'!D32,IF($F$11=\"Recharger 180HD\",'180HD-Imperial'!F32,IF($F$11='Chamber Images'!$A$9,'360HD-Imperial'!I32,0))))))))","v":64.004059875349228},1.812390162678289,{"$f":"IF($F$11=\"Contactor 100HD\",'100HD-Imperial'!G32,IF($F$11=\"Recharger 150XLHD\",'150XLHD-Imperial'!G32,IF($F$11=\"Recharger 280HD\",'280HD-Imperial'!G32,IF($F$11=\"Recharger 330XLHD\",'330XLHD-Imperial'!G32,IF($F$11=\"Recharger 902HD\",'902HD-Imperial'!J32,IF($F$11=\"Contactor Field Drain C-4HD\",'C-4HD-Imperial'!E32,IF($F$11=\"Recharger 180HD\",'180HD-Imperial'!G32,IF($F$11='Chamber Images'!$A$9,'360HD-Imperial'!J32,0))))))))","v":134.63663240919837},3.8124785926047884,{"$f":"IF($F$11=\"Contactor 100HD\",'100HD-Imperial'!H32,IF($F$11=\"Recharger 150XLHD\",'150XLHD-Imperial'!H32,IF($F$11=\"Recharger 280HD\",'280HD-Imperial'!H32,IF($F$11=\"Recharger 330XLHD\",'330XLHD-Imperial'!H32,IF($F$11=\"Recharger 902HD\",'902HD-Imperial'!K32,IF($F$11=\"Contactor Field Drain C-4HD\",'C-4HD-Imperial'!F32,IF($F$11=\"Recharger 180HD\",'180HD-Imperial'!H32,IF($F$11='Chamber Images'!$A$9,'360HD-Imperial'!K32,0))))))))","v":8375.2154651622586},237.15930128390664,{"$f":"IF($F$11=\"Contactor 100HD\",'100HD-Imperial'!I32,IF($F$11=\"Recharger 150XLHD\",'150XLHD-Imperial'!I32,IF($F$11=\"Recharger 280HD\",'280HD-Imperial'!I32,IF($F$11=\"Recharger 330XLHD\",'330XLHD-Imperial'!I32,IF($F$11=\"Recharger 902HD\",'902HD-Imperial'!L32,IF($F$11=\"Contactor Field Drain C-4HD\",'C-4HD-Imperial'!G32,IF($F$11=\"Recharger 180HD\",'180HD-Imperial'!I32,IF($F$11='Chamber Images'!$A$9,'360HD-Imperial'!L32,0))))))))","v":4.33},1.3208,{"$f":"IF($F$11=\"Contactor 100HD\",'100HD-Imperial'!J32,IF($F$11=\"Recharger 150XLHD\",'150XLHD-Imperial'!J32,IF($F$11=\"Recharger 280HD\",'280HD-Imperial'!J32,IF($F$11=\"Recharger 330XLHD\",'330XLHD-Imperial'!J32,IF($F$11=\"Recharger 902HD\",'902HD-Imperial'!M32,IF($F$11=\"Recharger 180HD\",'180HD-Imperial'!J32,IF($F$11='Chamber Images'!$A$9,'360HD-Imperial'!M32,IF($F$11='Chamber Images'!A18,'C-4HD-Imperial'!H32,\"\"))))))))","v":""}]
[null,{"$f":"IF($F$11=\"Contactor 100HD\",'100HD-Imperial'!A33,IF($F$11=\"Recharger 150XLHD\",'150XLHD-Imperial'!A33,IF($F$11=\"Recharger 280HD\",'280HD-Imperial'!A33,IF($F$11=\"Recharger 330XLHD\",'330XLHD-Imperial'!A33,IF($F$11=\"Recharger 902HD\",'902HD-Imperial'!A33,IF($F$11=\"Contactor Field Drain C-4HD\",'C-4HD-Imperial'!A33,IF($F$11=\"Recharger 180HD\",'180HD-Imperial'!A33,IF($F$11='Chamber Images'!$A$9,'360HD-Imperial'!A33))))))))","v":51},1295.3999999999999,{"$f":"IF($F$11=\"Contactor 100HD\",'100HD-Imperial'!D33,IF($F$11=\"Recharger 150XLHD\",'150XLHD-Imperial'!D33,IF($F$11=\"Recharger 280HD\",'280HD-Imperial'!D33,IF($F$11=\"Recharger 330XLHD\",'330XLHD-Imperial'!D33,IF($F$11=\"Recharger 902HD\",'902HD-Imperial'!G33,IF($F$11=\"Contactor Field Drain C-4HD\",'C-4HD-Imperial'!C33,IF($F$11=\"Recharger 180HD\",'180HD-Imperial'!D33,IF($F$11='Chamber Images'!$A$9,'360HD-Imperial'!G33,0))))))))","v":77.730715667311415},2.2010851294081237,{"$f":"IF($F$11=\"Contactor 100HD\",'100HD-Imperial'!E33,IF($F$11=\"Recharger 150XLHD\",'150XLHD-Imperial'!E33,IF($F$11=\"Recharger 280HD\",'280HD-Imperial'!E33,IF($F$11=\"Recharger 330XLHD\",'330XLHD-Imperial'!E33,IF($F$11=\"Recharger 902HD\",'902HD-Imperial'!H33,IF($F$11=\"Recharger 180HD\",'180HD-Imperial'!C33,IF($F$11='Chamber Images'!$A$9,'360HD-Imperial'!H33,\"\")))))))","v":0},0,{"$f":"IF($F$11=\"Contactor 100HD\",'100HD-Imperial'!F33,IF($F$11=\"Recharger 150XLHD\",'150XLHD-Imperial'!F33,IF($F$11=\"Recharger 280HD\",'280HD-Imperial'!F33,IF($F$11=\"Recharger 330XLHD\",'330XLHD-Imperial'!F33,IF($F$11=\"Recharger 902HD\",'902HD-Imperial'!I33,IF($F$11=\"Contactor Field Drain C-4HD\",'C-4HD-Imperial'!D33,IF($F$11=\"Recharger 180HD\",'180HD-Imperial'!F33,IF($F$11='Chamber Images'!$A$9,'360HD-Imperial'!I33,0))))))))","v":61.16480262196432},1.7319914828856393,{"$f":"IF($F$11=\"Contactor 100HD\",'100HD-Imperial'!G33,IF($F$11=\"Recharger 150XLHD\",'150XLHD-Imperial'!G33,IF($F$11=\"Recharger 280HD\",'280HD-Imperial'!G33,IF($F$11=\"Recharger 330XLHD\",'330XLHD-Imperial'!G33,IF($F$11=\"Recharger 902HD\",'902HD-Imperial'!J33,IF($F$11=\"Contactor Field Drain C-4HD\",'C-4HD-Imperial'!E33,IF($F$11=\"Recharger 180HD\",'180HD-Imperial'!G33,IF($F$11='Chamber Images'!$A$9,'360HD-Imperial'!J33,0))))))))","v":138.89551828927574},3.9330766122937635,{"$f":"IF($F$11=\"Contactor 100HD\",'100HD-Imperial'!H33,IF($F$11=\"Recharger 150XLHD\",'150XLHD-Imperial'!H33,IF($F$11=\"Recharger 280HD\",'280HD-Imperial'!H33,IF($F$11=\"Recharger 330XLHD\",'330XLHD-Imperial'!H33,IF($F$11=\"Recharger 902HD\",'902HD-Imperial'!K33,IF($F$11=\"Contactor Field Drain C-4HD\",'C-4HD-Imperial'!F33,IF($F$11=\"Recharger 180HD\",'180HD-Imperial'!H33,IF($F$11='Chamber Images'!$A$9,'360HD-Imperial'!K33,0))))))))","v":8240.5788327530609},233.34682269130187,{"$f":"IF($F$11=\"Contactor 100HD\",'100HD-Imperial'!I33,IF($F$11=\"Recharger 150XLHD\",'150XLHD-Imperial'!I33,IF($F$11=\"Recharger 280HD\",'280HD-Imperial'!I33,IF($F$11=\"Recharger 330XLHD\",'330XLHD-Imperial'!I33,IF($F$11=\"Recharger 902HD\",'902HD-Imperial'!L33,IF($F$11=\"Contactor Field Drain C-4HD\",'C-4HD-Imperial'!G33,IF($F$11=\"Recharger 180HD\",'180HD-Imperial'!I33,IF($F$11='Chamber Images'!$A$9,'360HD-Imperial'!L33,0))))))))","v":4.25},1.2953999999999999,{"$f":"IF($F$11=\"Contactor 100HD\",'100HD-Imperial'!J33,IF($F$11=\"Recharger 150XLHD\",'150XLHD-Imperial'!J33,IF($F$11=\"Recharger 280HD\",'280HD-Imperial'!J33,IF($F$11=\"Recharger 330XLHD\",'330XLHD-Imperial'!J33,IF($F$11=\"Recharger 902HD\",'902HD-Imperial'!M33,IF($F$11=\"Recharger 180HD\",'180HD-Imperial'!J33,IF($F$11='Chamber Images'!$A$9,'360HD-Imperial'!M33,IF($F$11='Chamber Images'!A19,'C-4HD-Imperial'!H33,\"\"))))))))","v":""}]
[null,{"$f":"IF($F$11=\"Contactor 100HD\",'100HD-Imperial'!A34,IF($F$11=\"Recharger 150XLHD\",'150XLHD-Imperial'!A34,IF($F$11=\"Recharger 280HD\",'280HD-Imperial'!A34,IF($F$11=\"Recharger 330XLHD\",'330XLHD-Imperial'!A34,IF($F$11=\"Recharger 902HD\",'902HD-Imperial'!A34,IF($F$11=\"Contactor Field Drain C-4HD\",'C-4HD-Imperial'!A34,IF($F$11=\"Recharger 180HD\",'180HD-Imperial'!A34,IF($F$11='Chamber Images'!$A$9,'360HD-Imperial'!A34))))))))","v":50},1270,{"$f":"IF($F$11=\"Contactor 100HD\",'100HD-Imperial'!D34,IF($F$11=\"Recharger 150XLHD\",'150XLHD-Imperial'!D34,IF($F$11=\"Recharger 280HD\",'280HD-Imperial'!D34,IF($F$11=\"Recharger 330XLHD\",'330XLHD-Imperial'!D34,IF($F$11=\"Recharger 902HD\",'902HD-Imperial'!G34,IF($F$11=\"Contactor Field Drain C-4HD\",'C-4HD-Imperial'!C34,IF($F$11=\"Recharger 180HD\",'180HD-Imperial'!D34,IF($F$11='Chamber Images'!$A$9,'360HD-Imperial'!G34,0))))))))","v":84.770715667311407},2.4004354014081235,{"$f":"IF($F$11=\"Contactor 100HD\",'100HD-Imperial'!E34,IF($F$11=\"Recharger 150XLHD\",'150XLHD-Imperial'!E34,IF($F$11=\"Recharger 280HD\",'280HD-Imperial'!E34,IF($F$11=\"Recharger 330XLHD\",'330XLHD-Imperial'!E34,IF($F$11=\"Recharger 902HD\",'902HD-Imperial'!H34,IF($F$11=\"Recharger 180HD\",'180HD-Imperial'!C34,IF($F$11='Chamber Images'!$A$9,'360HD-Imperial'!H34,\"\")))))))","v":0},0,{"$f":"IF($F$11=\"Contactor 100HD\",'100HD-Imperial'!F34,IF($F$11=\"Recharger 150XLHD\",'150XLHD-Imperial'!F34,IF($F$11=\"Recharger 280HD\",'280HD-Imperial'!F34,IF($F$11=\"Recharger 330XLHD\",'330XLHD-Imperial'!F34,IF($F$11=\"Recharger 902HD\",'902HD-Imperial'!I34,IF($F$11=\"Contactor Field Drain C-4HD\",'C-4HD-Imperial'!D34,IF($F$11=\"Recharger 180HD\",'180HD-Imperial'!F34,IF($F$11='Chamber Images'!$A$9,'360HD-Imperial'!I34,0))))))))","v":58.348802621964325},1.6522513740856393,{"$f":"IF($F$11=\"Contactor 100HD\",'100HD-Imperial'!G34,IF($F$11=\"Recharger 150XLHD\",'150XLHD-Imperial'!G34,IF($F$11=\"Recharger 280HD\",'280HD-Imperial'!G34,IF($F$11=\"Recharger 330XLHD\",'330XLHD-Imperial'!G34,IF($F$11=\"Recharger 902HD\",'902HD-Imperial'!J34,IF($F$11=\"Contactor Field Drain C-4HD\",'C-4HD-Imperial'!E34,IF($F$11=\"Recharger 180HD\",'180HD-Imperial'!G34,IF($F$11='Chamber Images'!$A$9,'360HD-Imperial'!J34,0))))))))","v":143.11951828927573},4.052686775493763,{"$f":"IF($F$11=\"Contactor 100HD\",'100HD-Imperial'!H34,IF($F$11=\"Recharger 150XLHD\",'150XLHD-Imperial'!H34,IF($F$11=\"Recharger 280HD\",'280HD-Imperial'!H34,IF($F$11=\"Recharger 330XLHD\",'330XLHD-Imperial'!H34,IF($F$11=\"Recharger 902HD\",'902HD-Imperial'!K34,IF($F$11=\"Contactor Field Drain C-4HD\",'C-4HD-Imperial'!F34,IF($F$11=\"Recharger 180HD\",'180HD-Imperial'!H34,IF($F$11='Chamber Images'!$A$9,'360HD-Imperial'!K34,0))))))))","v":8101.6833144637858},229.41374607900812,{"$f":"IF($F$11=\"Contactor 100HD\",'100HD-Imperial'!I34,IF($F$11=\"Recharger 150XLHD\",'150XLHD-Imperial'!I34,IF($F$11=\"Recharger 280HD\",'280HD-Imperial'!I34,IF($F$11=\"Recharger 330XLHD\",'330XLHD-Imperial'!I34,IF($F$11=\"Recharger 902HD\",'902HD-Imperial'!L34,IF($F$11=\"Contactor Field Drain C-4HD\",'C-4HD-Imperial'!G34,IF($F$11=\"Recharger 180HD\",'180HD-Imperial'!I34,IF($F$11='Chamber Images'!$A$9,'360HD-Imperial'!L34,0))))))))","v":4.17},1.27,{"$f":"IF($F$11=\"Contactor 100HD\",'100HD-Imperial'!J34,IF($F$11=\"Recharger 150XLHD\",'150XLHD-Imperial'!J34,IF($F$11=\"Recharger 280HD\",'280HD-Imperial'!J34,IF($F$11=\"Recharger 330XLHD\",'330XLHD-Imperial'!J34,IF($F$11=\"Recharger 902HD\",'902HD-Imperial'!M34,IF($F$11=\"Recharger 180HD\",'180HD-Imperial'!J34,IF($F$11='Chamber Images'!$A$9,'360HD-Imperial'!M34,IF($F$11='Chamber Images'!A20,'C-4HD-Imperial'!H34,\"\"))))))))","v":""}]
[null,{"$f":"IF($F$11=\"Contactor 100HD\",'100HD-Imperial'!A35,IF($F$11=\"Recharger 150XLHD\",'150XLHD-Imperial'!A35,IF($F$11=\"Recharger 280HD\",'280HD-Imperial'!A35,IF($F$11=\"Recharger 330XLHD\",'330XLHD-Imperial'!A35,IF($F$11=\"Recharger 902HD\",'902HD-Imperial'!A35,IF($F$11=\"Contactor Field Drain C-4HD\",'C-4HD-Imperial'!A35,IF($F$11=\"Recharger 180HD\",'180HD-Imperial'!A35,IF($F$11='Chamber Images'!$A$9,'360HD-Imperial'!A35))))))))","v":49},1244.5999999999999,{"$f":"IF($F$11=\"Contactor 100HD\",'100HD-Imperial'!D35,IF($F$11=\"Recharger 150XLHD\",'150XLHD-Imperial'!D35,IF($F$11=\"Recharger 280HD\",'280HD-Imperial'!D35,IF($F$11=\"Recharger 330XLHD\",'330XLHD-Imperial'!D35,IF($F$11=\"Recharger 902HD\",'902HD-Imperial'!G35,IF($F$11=\"Contactor Field Drain C-4HD\",'C-4HD-Imperial'!C35,IF($F$11=\"Recharger 180HD\",'180HD-Imperial'!D35,IF($F$11='Chamber Images'!$A$9,'360HD-Imperial'!G35,0))))))))","v":95.330715667311267},2.6994608094081198,{"$f":"IF($F$11=\"Contactor 100HD\",'100HD-Imperial'!E35,IF($F$11=\"Recharger 150XLHD\",'150XLHD-Imperial'!E35,IF($F$11=\"Recharger 280HD\",'280HD-Imperial'!E35,IF($F$11=\"Recharger 330XLHD\",'330XLHD-Imperial'!E35,IF($F$11=\"Recharger 902HD\",'902HD-Imperial'!H35,IF($F$11=\"Recharger 180HD\",'180HD-Imperial'!C35,IF($F$11='Chamber Images'!$A$9,'360HD-Imperial'!H35,\"\")))))))","v":0},0,{"$f":"IF($F$11=\"Contactor 100HD\",'100HD-Imperial'!F35,IF($F$11=\"Recharger 150XLHD\",'150XLHD-Imperial'!F35,IF($F$11=\"Recharger 280HD\",'280HD-Imperial'!F35,IF($F$11=\"Recharger 330XLHD\",'330XLHD-Imperial'!F35,IF($F$11=\"Recharger 902HD\",'902HD-Imperial'!I35,IF($F$11=\"Contactor Field Drain C-4HD\",'C-4HD-Imperial'!D35,IF($F$11=\"Recharger 180HD\",'180HD-Imperial'!F35,IF($F$11='Chamber Images'!$A$9,'360HD-Imperial'!I35,0))))))))","v":54.124802621964378},1.5326412108856409,{"$f":"IF($F$11=\"Contactor 100HD\",'100HD-Imperial'!G35,IF($F$11=\"Recharger 150XLHD\",'150XLHD-Imperial'!G35,IF($F$11=\"Recharger 280HD\",'280HD-Imperial'!G35,IF($F$11=\"Recharger 330XLHD\",'330XLHD-Imperial'!G35,IF($F$11=\"Recharger 902HD\",'902HD-Imperial'!J35,IF($F$11=\"Contactor Field Drain C-4HD\",'C-4HD-Imperial'!E35,IF($F$11=\"Recharger 180HD\",'180HD-Imperial'!G35,IF($F$11='Chamber Images'!$A$9,'360HD-Imperial'!J35,0))))))))","v":149.45551828927563},4.2321020202937598,{"$f":"IF($F$11=\"Contactor 100HD\",'100HD-Imperial'!H35,IF($F$11=\"Recharger 150XLHD\",'150XLHD-Imperial'!H35,IF($F$11=\"Recharger 280HD\",'280HD-Imperial'!H35,IF($F$11=\"Recharger 330XLHD\",'330XLHD-Imperial'!H35,IF($F$11=\"Recharger 902HD\",'902HD-Imperial'!K35,IF($F$11=\"Contactor Field Drain C-4HD\",'C-4HD-Imperial'!F35,IF($F$11=\"Recharger 180HD\",'180HD-Imperial'!H35,IF($F$11='Chamber Images'!$A$9,'360HD-Imperial'!K35,0))))))))","v":7958.5637961745097},225.36105930351434,{"$f":"IF($F$11=\"Contactor 100HD\",'100HD-Imperial'!I35,IF($F$11=\"Recharger 150XLHD\",'150XLHD-Imperial'!I35,IF($F$11=\"Recharger 280HD\",'280HD-Imperial'!I35,IF($F$11=\"Recharger 330XLHD\",'330XLHD-Imperial'!I35,IF($F$11=\"Recharger 902HD\",'902HD-Imperial'!L35,IF($F$11=\"Contactor Field Drain C-4HD\",'C-4HD-Imperial'!G35,IF($F$11=\"Recharger 180HD\",'180HD-Imperial'!I35,IF($F$11='Chamber Images'!$A$9,'360HD-Imperial'!L35,0))))))))","v":4.08},1.2445999999999999,{"$f":"IF($F$11=\"Contactor 100HD\",'100HD-Imperial'!J35,IF($F$11=\"Recharger 150XLHD\",'150XLHD-Imperial'!J35,IF($F$11=\"Recharger 280HD\",'280HD-Imperial'!J35,IF($F$11=\"Recharger 330XLHD\",'330XLHD-Imperial'!J35,IF($F$11=\"Recharger 902HD\",'902HD-Imperial'!M35,IF($F$11=\"Recharger 180HD\",'180HD-Imperial'!J35,IF($F$11='Chamber Images'!$A$9,'360HD-Imperial'!M35,IF($F$11='Chamber Images'!A21,'C-4HD-Imperial'!H35,\"\"))))))))","v":""}]
[null,{"$f":"IF($F$11=\"Contactor 100HD\",'100HD-Imperial'!A36,IF($F$11=\"Recharger 150XLHD\",'150XLHD-Imperial'!A36,IF($F$11=\"Recharger 280HD\",'280HD-Imperial'!A36,IF($F$11=\"Recharger 330XLHD\",'330XLHD-Imperial'!A36,IF($F$11=\"Recharger 902HD\",'902HD-Imperial'!A36,IF($F$11=\"Contactor Field Drain C-4HD\",'C-4HD-Imperial'!A36,IF($F$11=\"Recharger 180HD\",'180HD-Imperial'!A36,IF($F$11='Chamber Images'!$A$9,'360HD-Imperial'!A36))))))))","v":48},1219.1999999999998,{"$f":"IF($F$11=\"Contactor 100HD\",'100HD-Imperial'!D36,IF($F$11=\"Recharger 150XLHD\",'150XLHD-Imperial'!D36,IF($F$11=\"Recharger 280HD\",'280HD-Imperial'!D36,IF($F$11=\"Recharger 330XLHD\",'330XLHD-Imperial'!D36,IF($F$11=\"Recharger 902HD\",'902HD-Imperial'!G36,IF($F$11=\"Contactor Field Drain C-4HD\",'C-4HD-Imperial'!C36,IF($F$11=\"Recharger 180HD\",'180HD-Imperial'!D36,IF($F$11='Chamber Images'!$A$9,'360HD-Imperial'!G36,0))))))))","v":95.330715667311424},2.6994608094081243,{"$f":"IF($F$11=\"Contactor 100HD\",'100HD-Imperial'!E36,IF($F$11=\"Recharger 150XLHD\",'150XLHD-Imperial'!E36,IF($F$11=\"Recharger 280HD\",'280HD-Imperial'!E36,IF($F$11=\"Recharger 330XLHD\",'330XLHD-Imperial'!E36,IF($F$11=\"Recharger 902HD\",'902HD-Imperial'!H36,IF($F$11=\"Recharger 180HD\",'180HD-Imperial'!C36,IF($F$11='Chamber Images'!$A$9,'360HD-Imperial'!H36,\"\")))))))","v":0},0,{"$f":"IF($F$11=\"Contactor 100HD\",'100HD-Imperial'!F36,IF($F$11=\"Recharger 150XLHD\",'150XLHD-Imperial'!F36,IF($F$11=\"Recharger 280HD\",'280HD-Imperial'!F36,IF($F$11=\"Recharger 330XLHD\",'330XLHD-Imperial'!F36,IF($F$11=\"Recharger 902HD\",'902HD-Imperial'!I36,IF($F$11=\"Contactor Field Drain C-4HD\",'C-4HD-Imperial'!D36,IF($F$11=\"Recharger 180HD\",'180HD-Imperial'!F36,IF($F$11='Chamber Images'!$A$9,'360HD-Imperial'!I36,0))))))))","v":54.124802621964321},1.5326412108856393,{"$f":"IF($F$11=\"Contactor 100HD\",'100HD-Imperial'!G36,IF($F$11=\"Recharger 150XLHD\",'150XLHD-Imperial'!G36,IF($F$11=\"Recharger 280HD\",'280HD-Imperial'!G36,IF($F$11=\"Recharger 330XLHD\",'330XLHD-Imperial'!G36,IF($F$11=\"Recharger 902HD\",'902HD-Imperial'!J36,IF($F$11=\"Contactor Field Drain C-4HD\",'C-4HD-Imperial'!E36,IF($F$11=\"Recharger 180HD\",'180HD-Imperial'!G36,IF($F$11='Chamber Images'!$A$9,'360HD-Imperial'!J36,0))))))))","v":149.45551828927574},4.2321020202937634,{"$f":"IF($F$11=\"Contactor 100HD\",'100HD-Imperial'!H36,IF($F$11=\"Recharger 150XLHD\",'150XLHD-Imperial'!H36,IF($F$11=\"Recharger 280HD\",'280HD-Imperial'!H36,IF($F$11=\"Recharger 330XLHD\",'330XLHD-Imperial'!H36,IF($F$11=\"Recharger 902HD\",'902HD-Imperial'!K36,IF($F$11=\"Contactor Field Drain C-4HD\",'C-4HD-Imperial'!F36,IF($F$11=\"Recharger 180HD\",'180HD-Imperial'!H36,IF($F$11='Chamber Images'!$A$9,'360HD-Imperial'!K36,0))))))))","v":7809.1082778852342},221.12895728322059,{"$f":"IF($F$11=\"Contactor 100HD\",'100HD-Imperial'!I36,IF($F$11=\"Recharger 150XLHD\",'150XLHD-Imperial'!I36,IF($F$11=\"Recharger 280HD\",'280HD-Imperial'!I36,IF($F$11=\"Recharger 330XLHD\",'330XLHD-Imperial'!I36,IF($F$11=\"Recharger 902HD\",'902HD-Imperial'!L36,IF($F$11=\"Contactor Field Drain C-4HD\",'C-4HD-Imperial'!G36,IF($F$11=\"Recharger 180HD\",'180HD-Imperial'!I36,IF($F$11='Chamber Images'!$A$9,'360HD-Imperial'!L36,0))))))))","v":4},1.2191999999999998,{"$f":"IF($F$11=\"Contactor 100HD\",'100HD-Imperial'!J36,IF($F$11=\"Recharger 150XLHD\",'150XLHD-Imperial'!J36,IF($F$11=\"Recharger 280HD\",'280HD-Imperial'!J36,IF($F$11=\"Recharger 330XLHD\",'330XLHD-Imperial'!J36,IF($F$11=\"Recharger 902HD\",'902HD-Imperial'!M36,IF($F$11=\"Recharger 180HD\",'180HD-Imperial'!J36,IF($F$11='Chamber Images'!$A$9,'360HD-Imperial'!M36,IF($F$11='Chamber Images'!A22,'C-4HD-Imperial'!H36,\"\"))))))))","v":""}]
[null,{"$f":"IF($F$11=\"Contactor 100HD\",'100HD-Imperial'!A37,IF($F$11=\"Recharger 150XLHD\",'150XLHD-Imperial'!A37,IF($F$11=\"Recharger 280HD\",'280HD-Imperial'!A37,IF($F$11=\"Recharger 330XLHD\",'330XLHD-Imperial'!A37,IF($F$11=\"Recharger 902HD\",'902HD-Imperial'!A37,IF($F$11=\"Contactor Field Drain C-4HD\",'C-4HD-Imperial'!A37,IF($F$11=\"Recharger 180HD\",'180HD-Imperial'!A37,IF($F$11='Chamber Images'!$A$9,'360HD-Imperial'!A37))))))))","v":47},1193.8,{"$f":"IF($F$11=\"Contactor 100HD\",'100HD-Imperial'!D37,IF($F$11=\"Recharger 150XLHD\",'150XLHD-Imperial'!D37,IF($F$11=\"Recharger 280HD\",'280HD-Imperial'!D37,IF($F$11=\"Recharger 330XLHD\",'330XLHD-Imperial'!D37,IF($F$11=\"Recharger 902HD\",'902HD-Imperial'!G37,IF($F$11=\"Contactor Field Drain C-4HD\",'C-4HD-Imperial'!C37,IF($F$11=\"Recharger 180HD\",'180HD-Imperial'!D37,IF($F$11='Chamber Images'!$A$9,'360HD-Imperial'!G37,0))))))))","v":102.37071566731142},2.898811081408124,{"$f":"IF($F$11=\"Contactor 100HD\",'100HD-Imperial'!E37,IF($F$11=\"Recharger 150XLHD\",'150XLHD-Imperial'!E37,IF($F$11=\"Recharger 280HD\",'280HD-Imperial'!E37,IF($F$11=\"Recharger 330XLHD\",'330XLHD-Imperial'!E37,IF($F$11=\"Recharger 902HD\",'902HD-Imperial'!H37,IF($F$11=\"Recharger 180HD\",'180HD-Imperial'!C37,IF($F$11='Chamber Images'!$A$9,'360HD-Imperial'!H37,\"\")))))))","v":0},0,{"$f":"IF($F$11=\"Contactor 100HD\",'100HD-Imperial'!F37,IF($F$11=\"Recharger 150XLHD\",'150XLHD-Imperial'!F37,IF($F$11=\"Recharger 280HD\",'280HD-Imperial'!F37,IF($F$11=\"Recharger 330XLHD\",'330XLHD-Imperial'!F37,IF($F$11=\"Recharger 902HD\",'902HD-Imperial'!I37,IF($F$11=\"Contactor Field Drain C-4HD\",'C-4HD-Imperial'!D37,IF($F$11=\"Recharger 180HD\",'180HD-Imperial'!F37,IF($F$11='Chamber Images'!$A$9,'360HD-Imperial'!I37,0))))))))","v":51.308802621964311},1.4529011020856391,{"$f":"IF($F$11=\"Contactor 100HD\",'100HD-Imperial'!G37,IF($F$11=\"Recharger 150XLHD\",'150XLHD-Imperial'!G37,IF($F$11=\"Recharger 280HD\",'280HD-Imperial'!G37,IF($F$11=\"Recharger 330XLHD\",'330XLHD-Imperial'!G37,IF($F$11=\"Recharger 902HD\",'902HD-Imperial'!J37,IF($F$11=\"Contactor Field Drain C-4HD\",'C-4HD-Imperial'!E37,IF($F$11=\"Recharger 180HD\",'180HD-Imperial'!G37,IF($F$11='Chamber Images'!$A$9,'360HD-Imperial'!J37,0))))))))","v":153.67951828927573},4.3517121834937633,{"$f":"IF($F$11=\"Contactor 100HD\",'100HD-Imperial'!H37,IF($F$11=\"Recharger 150XLHD\",'150XLHD-Imperial'!H37,IF($F$11=\"Recharger 280HD\",'280HD-Imperial'!H37,IF($F$11=\"Recharger 330XLHD\",'330XLHD-Imperial'!H37,IF($F$11=\"Recharger 902HD\",'902HD-Imperial'!K37,IF($F$11=\"Contactor Field Drain C-4HD\",'C-4HD-Imperial'!F37,IF($F$11=\"Recharger 180HD\",'180HD-Imperial'!H37,IF($F$11='Chamber Images'!$A$9,'360HD-Imperial'!K37,0))))))))","v":7659.6527595959587},216.89685526292683,{"$f":"IF($F$11=\"Contactor 100HD\",'100HD-Imperial'!I37,IF($F$11=\"Recharger 150XLHD\",'150XLHD-Imperial'!I37,IF($F$11=\"Recharger 280HD\",'280HD-Imperial'!I37,IF($F$11=\"Recharger 330XLHD\",'330XLHD-Imperial'!I37,IF($F$11=\"Recharger 902HD\",'902HD-Imperial'!L37,IF($F$11=\"Contactor Field Drain C-4HD\",'C-4HD-Imperial'!G37,IF($F$11=\"Recharger 180HD\",'180HD-Imperial'!I37,IF($F$11='Chamber Images'!$A$9,'360HD-Imperial'!L37,0))))))))","v":3.92},1.1938,{"$f":"IF($F$11=\"Contactor 100HD\",'100HD-Imperial'!J37,IF($F$11=\"Recharger 150XLHD\",'150XLHD-Imperial'!J37,IF($F$11=\"Recharger 280HD\",'280HD-Imperial'!J37,IF($F$11=\"Recharger 330XLHD\",'330XLHD-Imperial'!J37,IF($F$11=\"Recharger 902HD\",'902HD-Imperial'!M37,IF($F$11=\"Recharger 180HD\",'180HD-Imperial'!J37,IF($F$11='Chamber Images'!$A$9,'360HD-Imperial'!M37,IF($F$11='Chamber Images'!A23,'C-4HD-Imperial'!H37,\"\"))))))))","v":""}]
[null,{"$f":"IF($F$11=\"Contactor 100HD\",'100HD-Imperial'!A38,IF($F$11=\"Recharger 150XLHD\",'150XLHD-Imperial'!A38,IF($F$11=\"Recharger 280HD\",'280HD-Imperial'!A38,IF($F$11=\"Recharger 330XLHD\",'330XLHD-Imperial'!A38,IF($F$11=\"Recharger 902HD\",'902HD-Imperial'!A38,IF($F$11=\"Contactor Field Drain C-4HD\",'C-4HD-Imperial'!A38,IF($F$11=\"Recharger 180HD\",'180HD-Imperial'!A38,IF($F$11='Chamber Images'!$A$9,'360HD-Imperial'!A38))))))))","v":46},1168.3999999999999,{"$f":"IF($F$11=\"Contactor 100HD\",'100HD-Imperial'!D38,IF($F$11=\"Recharger 150XLHD\",'150XLHD-Imperial'!D38,IF($F$11=\"Recharger 280HD\",'280HD-Imperial'!D38,IF($F$11=\"Recharger 330XLHD\",'330XLHD-Imperial'!D38,IF($F$11=\"Recharger 902HD\",'902HD-Imperial'!G38,IF($F$11=\"Contactor Field Drain C-4HD\",'C-4HD-Imperial'!C38,IF($F$11=\"Recharger 180HD\",'180HD-Imperial'!D38,IF($F$11='Chamber Images'!$A$9,'360HD-Imperial'!G38,0))))))))","v":105.94885880077369},3.0001326448897485,{"$f":"IF($F$11=\"Contactor 100HD\",'100HD-Imperial'!E38,IF($F$11=\"Recharger 150XLHD\",'150XLHD-Imperial'!E38,IF($F$11=\"Recharger 280HD\",'280HD-Imperial'!E38,IF($F$11=\"Recharger 330XLHD\",'330XLHD-Imperial'!E38,IF($F$11=\"Recharger 902HD\",'902HD-Imperial'!H38,IF($F$11=\"Recharger 180HD\",'180HD-Imperial'!C38,IF($F$11='Chamber Images'!$A$9,'360HD-Imperial'!H38,\"\")))))))","v":0},0,{"$f":"IF($F$11=\"Contactor 100HD\",'100HD-Imperial'!F38,IF($F$11=\"Recharger 150XLHD\",'150XLHD-Imperial'!F38,IF($F$11=\"Recharger 280HD\",'280HD-Imperial'!F38,IF($F$11=\"Recharger 330XLHD\",'330XLHD-Imperial'!F38,IF($F$11=\"Recharger 902HD\",'902HD-Imperial'!I38,IF($F$11=\"Contactor Field Drain C-4HD\",'C-4HD-Imperial'!D38,IF($F$11=\"Recharger 180HD\",'180HD-Imperial'!F38,IF($F$11='Chamber Images'!$A$9,'360HD-Imperial'!I38,0))))))))","v":49.877545368579405},1.4123724766929893,{"$f":"IF($F$11=\"Contactor 100HD\",'100HD-Imperial'!G38,IF($F$11=\"Recharger 150XLHD\",'150XLHD-Imperial'!G38,IF($F$11=\"Recharger 280HD\",'280HD-Imperial'!G38,IF($F$11=\"Recharger 330XLHD\",'330XLHD-Imperial'!G38,IF($F$11=\"Recharger 902HD\",'902HD-Imperial'!J38,IF($F$11=\"Contactor Field Drain C-4HD\",'C-4HD-Imperial'!E38,IF($F$11=\"Recharger 180HD\",'180HD-Imperial'!G38,IF($F$11='Chamber Images'!$A$9,'360HD-Imperial'!J38,0))))))))","v":155.82640416935311},4.412505121582738,{"$f":"IF($F$11=\"Contactor 100HD\",'100HD-Imperial'!H38,IF($F$11=\"Recharger 150XLHD\",'150XLHD-Imperial'!H38,IF($F$11=\"Recharger 280HD\",'280HD-Imperial'!H38,IF($F$11=\"Recharger 330XLHD\",'330XLHD-Imperial'!H38,IF($F$11=\"Recharger 902HD\",'902HD-Imperial'!K38,IF($F$11=\"Contactor Field Drain C-4HD\",'C-4HD-Imperial'!F38,IF($F$11=\"Recharger 180HD\",'180HD-Imperial'!H38,IF($F$11='Chamber Images'!$A$9,'360HD-Imperial'!K38,0))))))))","v":7505.9732413066831},212.54514307943307,{"$f":"IF($F$11=\"Contactor 100HD\",'100HD-Imperial'!I38,IF($F$11=\"Recharger 150XLHD\",'150XLHD-Imperial'!I38,IF($F$11=\"Recharger 280HD\",'280HD-Imperial'!I38,IF($F$11=\"Recharger 330XLHD\",'330XLHD-Imperial'!I38,IF($F$11=\"Recharger 902HD\",'902HD-Imperial'!L38,IF($F$11=\"Contactor Field Drain C-4HD\",'C-4HD-Imperial'!G38,IF($F$11=\"Recharger 180HD\",'180HD-Imperial'!I38,IF($F$11='Chamber Images'!$A$9,'360HD-Imperial'!L38,0))))))))","v":3.83},1.1683999999999999,{"$f":"IF($F$11=\"Contactor 100HD\",'100HD-Imperial'!J38,IF($F$11=\"Recharger 150XLHD\",'150XLHD-Imperial'!J38,IF($F$11=\"Recharger 280HD\",'280HD-Imperial'!J38,IF($F$11=\"Recharger 330XLHD\",'330XLHD-Imperial'!J38,IF($F$11=\"Recharger 902HD\",'902HD-Imperial'!M38,IF($F$11=\"Recharger 180HD\",'180HD-Imperial'!J38,IF($F$11='Chamber Images'!$A$9,'360HD-Imperial'!M38,IF($F$11='Chamber Images'!A24,'C-4HD-Imperial'!H38,\"\"))))))))","v":""}]
[null,{"$f":"IF($F$11=\"Contactor 100HD\",'100HD-Imperial'!A39,IF($F$11=\"Recharger 150XLHD\",'150XLHD-Imperial'!A39,IF($F$11=\"Recharger 280HD\",'280HD-Imperial'!A39,IF($F$11=\"Recharger 330XLHD\",'330XLHD-Imperial'!A39,IF($F$11=\"Recharger 902HD\",'902HD-Imperial'!A39,IF($F$11=\"Contactor Field Drain C-4HD\",'C-4HD-Imperial'!A39,IF($F$11=\"Recharger 180HD\",'180HD-Imperial'!A39,IF($F$11='Chamber Images'!$A$9,'360HD-Imperial'!A39))))))))","v":45},1143,{"$f":"IF($F$11=\"Contactor 100HD\",'100HD-Imperial'!D39,IF($F$11=\"Recharger 150XLHD\",'150XLHD-Imperial'!D39,IF($F$11=\"Recharger 280HD\",'280HD-Imperial'!D39,IF($F$11=\"Recharger 330XLHD\",'330XLHD-Imperial'!D39,IF($F$11=\"Recharger 902HD\",'902HD-Imperial'!G39,IF($F$11=\"Contactor Field Drain C-4HD\",'C-4HD-Imperial'!C39,IF($F$11=\"Recharger 180HD\",'180HD-Imperial'!D39,IF($F$11='Chamber Images'!$A$9,'360HD-Imperial'!G39,0))))))))","v":109.41071566731142},3.0981613534081238,{"$f":"IF($F$11=\"Contactor 100HD\",'100HD-Imperial'!E39,IF($F$11=\"Recharger 150XLHD\",'150XLHD-Imperial'!E39,IF($F$11=\"Recharger 280HD\",'280HD-Imperial'!E39,IF($F$11=\"Recharger 330XLHD\",'330XLHD-Imperial'!E39,IF($F$11=\"Recharger 902HD\",'902HD-Imperial'!H39,IF($F$11=\"Recharger 180HD\",'180HD-Imperial'!C39,IF($F$11='Chamber Images'!$A$9,'360HD-Imperial'!H39,\"\")))))))","v":0},0,{"$f":"IF($F$11=\"Contactor 100HD\",'100HD-Imperial'!F39,IF($F$11=\"Recharger 150XLHD\",'150XLHD-Imperial'!F39,IF($F$11=\"Recharger 280HD\",'280HD-Imperial'!F39,IF($F$11=\"Recharger 330XLHD\",'330XLHD-Imperial'!F39,IF($F$11=\"Recharger 902HD\",'902HD-Imperial'!I39,IF($F$11=\"Contactor Field Drain C-4HD\",'C-4HD-Imperial'!D39,IF($F$11=\"Recharger 180HD\",'180HD-Imperial'!F39,IF($F$11='Chamber Images'!$A$9,'360HD-Imperial'!I39,0))))))))","v":48.492802621964316},1.373160993285639,{"$f":"IF($F$11=\"Contactor 100HD\",'100HD-Imperial'!G39,IF($F$11=\"Recharger 150XLHD\",'150XLHD-Imperial'!G39,IF($F$11=\"Recharger 280HD\",'280HD-Imperial'!G39,IF($F$11=\"Recharger 330XLHD\",'330XLHD-Imperial'!G39,IF($F$11=\"Recharger 902HD\",'902HD-Imperial'!J39,IF($F$11=\"Contactor Field Drain C-4HD\",'C-4HD-Imperial'!E39,IF($F$11=\"Recharger 180HD\",'180HD-Imperial'!G39,IF($F$11='Chamber Images'!$A$9,'360HD-Imperial'!J39,0))))))))","v":157.90351828927572},4.4713223466937624,{"$f":"IF($F$11=\"Contactor 100HD\",'100HD-Imperial'!H39,IF($F$11=\"Recharger 150XLHD\",'150XLHD-Imperial'!H39,IF($F$11=\"Recharger 280HD\",'280HD-Imperial'!H39,IF($F$11=\"Recharger 330XLHD\",'330XLHD-Imperial'!H39,IF($F$11=\"Recharger 902HD\",'902HD-Imperial'!K39,IF($F$11=\"Contactor Field Drain C-4HD\",'C-4HD-Imperial'!F39,IF($F$11=\"Recharger 180HD\",'180HD-Imperial'!H39,IF($F$11='Chamber Images'!$A$9,'360HD-Imperial'!K39,0))))))))","v":7350.1468371373303},208.13263795785036,{"$f":"IF($F$11=\"Contactor 100HD\",'100HD-Imperial'!I39,IF($F$11=\"Recharger 150XLHD\",'150XLHD-Imperial'!I39,IF($F$11=\"Recharger 280HD\",'280HD-Imperial'!I39,IF($F$11=\"Recharger 330XLHD\",'330XLHD-Imperial'!I39,IF($F$11=\"Recharger 902HD\",'902HD-Imperial'!L39,IF($F$11=\"Contactor Field Drain C-4HD\",'C-4HD-Imperial'!G39,IF($F$11=\"Recharger 180HD\",'180HD-Imperial'!I39,IF($F$11='Chamber Images'!$A$9,'360HD-Imperial'!L39,0))))))))","v":3.75},1.143,{"$f":"IF($F$11=\"Contactor 100HD\",'100HD-Imperial'!J39,IF($F$11=\"Recharger 150XLHD\",'150XLHD-Imperial'!J39,IF($F$11=\"Recharger 280HD\",'280HD-Imperial'!J39,IF($F$11=\"Recharger 330XLHD\",'330XLHD-Imperial'!J39,IF($F$11=\"Recharger 902HD\",'902HD-Imperial'!M39,IF($F$11=\"Recharger 180HD\",'180HD-Imperial'!J39,IF($F$11='Chamber Images'!$A$9,'360HD-Imperial'!M39,IF($F$11='Chamber Images'!A25,'C-4HD-Imperial'!H39,\"\"))))))))","v":""}]
[null,{"$f":"IF($F$11=\"Contactor 100HD\",'100HD-Imperial'!A40,IF($F$11=\"Recharger 150XLHD\",'150XLHD-Imperial'!A40,IF($F$11=\"Recharger 280HD\",'280HD-Imperial'!A40,IF($F$11=\"Recharger 330XLHD\",'330XLHD-Imperial'!A40,IF($F$11=\"Recharger 902HD\",'902HD-Imperial'!A40,IF($F$11=\"Contactor Field Drain C-4HD\",'C-4HD-Imperial'!A40,IF($F$11=\"Recharger 180HD\",'180HD-Imperial'!A40,IF($F$11='Chamber Images'!$A$9,'360HD-Imperial'!A40))))))))","v":44},1117.5999999999999,{"$f":"IF($F$11=\"Contactor 100HD\",'100HD-Imperial'!D40,IF($F$11=\"Recharger 150XLHD\",'150XLHD-Imperial'!D40,IF($F$11=\"Recharger 280HD\",'280HD-Imperial'!D40,IF($F$11=\"Recharger 330XLHD\",'330XLHD-Imperial'!D40,IF($F$11=\"Recharger 902HD\",'902HD-Imperial'!G40,IF($F$11=\"Contactor Field Drain C-4HD\",'C-4HD-Imperial'!C40,IF($F$11=\"Recharger 180HD\",'180HD-Imperial'!D40,IF($F$11='Chamber Images'!$A$9,'360HD-Imperial'!G40,0))))))))","v":116.45071566731143},3.297511625408124,{"$f":"IF($F$11=\"Contactor 100HD\",'100HD-Imperial'!E40,IF($F$11=\"Recharger 150XLHD\",'150XLHD-Imperial'!E40,IF($F$11=\"Recharger 280HD\",'280HD-Imperial'!E40,IF($F$11=\"Recharger 330XLHD\",'330XLHD-Imperial'!E40,IF($F$11=\"Recharger 902HD\",'902HD-Imperial'!H40,IF($F$11=\"Recharger 180HD\",'180HD-Imperial'!C40,IF($F$11='Chamber Images'!$A$9,'360HD-Imperial'!H40,\"\")))))))","v":0},0,{"$f":"IF($F$11=\"Contactor 100HD\",'100HD-Imperial'!F40,IF($F$11=\"Recharger 150XLHD\",'150XLHD-Imperial'!F40,IF($F$11=\"Recharger 280HD\",'280HD-Imperial'!F40,IF($F$11=\"Recharger 330XLHD\",'330XLHD-Imperial'!F40,IF($F$11=\"Recharger 902HD\",'902HD-Imperial'!I40,IF($F$11=\"Contactor Field Drain C-4HD\",'C-4HD-Imperial'!D40,IF($F$11=\"Recharger 180HD\",'180HD-Imperial'!F40,IF($F$11='Chamber Images'!$A$9,'360HD-Imperial'!I40,0))))))))","v":45.676802621964313},1.293420884485639,{"$f":"IF($F$11=\"Contactor 100HD\",'100HD-Imperial'!G40,IF($F$11=\"Recharger 150XLHD\",'150XLHD-Imperial'!G40,IF($F$11=\"Recharger 280HD\",'280HD-Imperial'!G40,IF($F$11=\"Recharger 330XLHD\",'330XLHD-Imperial'!G40,IF($F$11=\"Recharger 902HD\",'902HD-Imperial'!J40,IF($F$11=\"Contactor Field Drain C-4HD\",'C-4HD-Imperial'!E40,IF($F$11=\"Recharger 180HD\",'180HD-Imperial'!G40,IF($F$11='Chamber Images'!$A$9,'360HD-Imperial'!J40,0))))))))","v":162.12751828927574},4.5909325098937632,{"$f":"IF($F$11=\"Contactor 100HD\",'100HD-Imperial'!H40,IF($F$11=\"Recharger 150XLHD\",'150XLHD-Imperial'!H40,IF($F$11=\"Recharger 280HD\",'280HD-Imperial'!H40,IF($F$11=\"Recharger 330XLHD\",'330XLHD-Imperial'!H40,IF($F$11=\"Recharger 902HD\",'902HD-Imperial'!K40,IF($F$11=\"Contactor Field Drain C-4HD\",'C-4HD-Imperial'!F40,IF($F$11=\"Recharger 180HD\",'180HD-Imperial'!H40,IF($F$11='Chamber Images'!$A$9,'360HD-Imperial'!K40,0))))))))","v":7192.2433188480545},203.6613156111566,{"$f":"IF($F$11=\"Contactor 100HD\",'100HD-Imperial'!I40,IF($F$11=\"Recharger 150XLHD\",'150XLHD-Imperial'!I40,IF($F$11=\"Recharger 280HD\",'280HD-Imperial'!I40,IF($F$11=\"Recharger 330XLHD\",'330XLHD-Imperial'!I40,IF($F$11=\"Recharger 902HD\",'902HD-Imperial'!L40,IF($F$11=\"Contactor Field Drain C-4HD\",'C-4HD-Imperial'!G40,IF($F$11=\"Recharger 180HD\",'180HD-Imperial'!I40,IF($F$11='Chamber Images'!$A$9,'360HD-Imperial'!L40,0))))))))","v":3.67},1.1175999999999999,{"$f":"IF($F$11=\"Contactor 100HD\",'100HD-Imperial'!J40,IF($F$11=\"Recharger 150XLHD\",'150XLHD-Imperial'!J40,IF($F$11=\"Recharger 280HD\",'280HD-Imperial'!J40,IF($F$11=\"Recharger 330XLHD\",'330XLHD-Imperial'!J40,IF($F$11=\"Recharger 902HD\",'902HD-Imperial'!M40,IF($F$11=\"Recharger 180HD\",'180HD-Imperial'!J40,IF($F$11='Chamber Images'!$A$9,'360HD-Imperial'!M40,IF($F$11='Chamber Images'!A26,'C-4HD-Imperial'!H40,\"\"))))))))","v":""}]
[null,{"$f":"IF($F$11=\"Contactor 100HD\",'100HD-Imperial'!A41,IF($F$11=\"Recharger 150XLHD\",'150XLHD-Imperial'!A41,IF($F$11=\"Recharger 280HD\",'280HD-Imperial'!A41,IF($F$11=\"Recharger 330XLHD\",'330XLHD-Imperial'!A41,IF($F$11=\"Recharger 902HD\",'902HD-Imperial'!A41,IF($F$11=\"Contactor Field Drain C-4HD\",'C-4HD-Imperial'!A41,IF($F$11=\"Recharger 180HD\",'180HD-Imperial'!A41,IF($F$11='Chamber Images'!$A$9,'360HD-Imperial'!A41))))))))","v":43},1092.2,{"$f":"IF($F$11=\"Contactor 100HD\",'100HD-Imperial'!D41,IF($F$11=\"Recharger 150XLHD\",'150XLHD-Imperial'!D41,IF($F$11=\"Recharger 280HD\",'280HD-Imperial'!D41,IF($F$11=\"Recharger 330XLHD\",'330XLHD-Imperial'!D41,IF($F$11=\"Recharger 902HD\",'902HD-Imperial'!G41,IF($F$11=\"Contactor Field Drain C-4HD\",'C-4HD-Imperial'!C41,IF($F$11=\"Recharger 180HD\",'180HD-Imperial'!D41,IF($F$11='Chamber Images'!$A$9,'360HD-Imperial'!G41,0))))))))","v":120.0288588007737},3.3988331888897489,{"$f":"IF($F$11=\"Contactor 100HD\",'100HD-Imperial'!E41,IF($F$11=\"Recharger 150XLHD\",'150XLHD-Imperial'!E41,IF($F$11=\"Recharger 280HD\",'280HD-Imperial'!E41,IF($F$11=\"Recharger 330XLHD\",'330XLHD-Imperial'!E41,IF($F$11=\"Recharger 902HD\",'902HD-Imperial'!H41,IF($F$11=\"Recharger 180HD\",'180HD-Imperial'!C41,IF($F$11='Chamber Images'!$A$9,'360HD-Imperial'!H41,\"\")))))))","v":0},0,{"$f":"IF($F$11=\"Contactor 100HD\",'100HD-Imperial'!F41,IF($F$11=\"Recharger 150XLHD\",'150XLHD-Imperial'!F41,IF($F$11=\"Recharger 280HD\",'280HD-Imperial'!F41,IF($F$11=\"Recharger 330XLHD\",'330XLHD-Imperial'!F41,IF($F$11=\"Recharger 902HD\",'902HD-Imperial'!I41,IF($F$11=\"Contactor Field Drain C-4HD\",'C-4HD-Imperial'!D41,IF($F$11=\"Recharger 180HD\",'180HD-Imperial'!F41,IF($F$11='Chamber Images'!$A$9,'360HD-Imperial'!I41,0))))))))","v":44.2455453685794},1.2528922590929892,{"$f":"IF($F$11=\"Contactor 100HD\",'100HD-Imperial'!G41,IF($F$11=\"Recharger 150XLHD\",'150XLHD-Imperial'!G41,IF($F$11=\"Recharger 280HD\",'280HD-Imperial'!G41,IF($F$11=\"Recharger 330XLHD\",'330XLHD-Imperial'!G41,IF($F$11=\"Recharger 902HD\",'902HD-Imperial'!J41,IF($F$11=\"Contactor Field Drain C-4HD\",'C-4HD-Imperial'!E41,IF($F$11=\"Recharger 180HD\",'180HD-Imperial'!G41,IF($F$11='Chamber Images'!$A$9,'360HD-Imperial'!J41,0))))))))","v":164.27440416935309},4.6517254479827379,{"$f":"IF($F$11=\"Contactor 100HD\",'100HD-Imperial'!H41,IF($F$11=\"Recharger 150XLHD\",'150XLHD-Imperial'!H41,IF($F$11=\"Recharger 280HD\",'280HD-Imperial'!H41,IF($F$11=\"Recharger 330XLHD\",'330XLHD-Imperial'!H41,IF($F$11=\"Recharger 902HD\",'902HD-Imperial'!K41,IF($F$11=\"Contactor Field Drain C-4HD\",'C-4HD-Imperial'!F41,IF($F$11=\"Recharger 180HD\",'180HD-Imperial'!H41,IF($F$11='Chamber Images'!$A$9,'360HD-Imperial'!K41,0))))))))","v":7030.1158005587786},199.07038310126282,{"$f":"IF($F$11=\"Contactor 100HD\",'100HD-Imperial'!I41,IF($F$11=\"Recharger 150XLHD\",'150XLHD-Imperial'!I41,IF($F$11=\"Recharger 280HD\",'280HD-Imperial'!I41,IF($F$11=\"Recharger 330XLHD\",'330XLHD-Imperial'!I41,IF($F$11=\"Recharger 902HD\",'902HD-Imperial'!L41,IF($F$11=\"Contactor Field Drain C-4HD\",'C-4HD-Imperial'!G41,IF($F$11=\"Recharger 180HD\",'180HD-Imperial'!I41,IF($F$11='Chamber Images'!$A$9,'360HD-Imperial'!L41,0))))))))","v":3.58},1.0922000000000001,{"$f":"IF($F$11=\"Contactor 100HD\",'100HD-Imperial'!J41,IF($F$11=\"Recharger 150XLHD\",'150XLHD-Imperial'!J41,IF($F$11=\"Recharger 280HD\",'280HD-Imperial'!J41,IF($F$11=\"Recharger 330XLHD\",'330XLHD-Imperial'!J41,IF($F$11=\"Recharger 902HD\",'902HD-Imperial'!M41,IF($F$11=\"Recharger 180HD\",'180HD-Imperial'!J41,IF($F$11='Chamber Images'!$A$9,'360HD-Imperial'!M41,IF($F$11='Chamber Images'!A27,'C-4HD-Imperial'!H41,\"\"))))))))","v":""}]
[null,{"$f":"IF($F$11=\"Contactor 100HD\",'100HD-Imperial'!A42,IF($F$11=\"Recharger 150XLHD\",'150XLHD-Imperial'!A42,IF($F$11=\"Recharger 280HD\",'280HD-Imperial'!A42,IF($F$11=\"Recharger 330XLHD\",'330XLHD-Imperial'!A42,IF($F$11=\"Recharger 902HD\",'902HD-Imperial'!A42,IF($F$11=\"Contactor Field Drain C-4HD\",'C-4HD-Imperial'!A42,IF($F$11=\"Recharger 180HD\",'180HD-Imperial'!A42,IF($F$11='Chamber Images'!$A$9,'360HD-Imperial'!A42))))))))","v":42},1066.8,{"$f":"IF($F$11=\"Contactor 100HD\",'100HD-Imperial'!D42,IF($F$11=\"Recharger 150XLHD\",'150XLHD-Imperial'!D42,IF($F$11=\"Recharger 280HD\",'280HD-Imperial'!D42,IF($F$11=\"Recharger 330XLHD\",'330XLHD-Imperial'!D42,IF($F$11=\"Recharger 902HD\",'902HD-Imperial'!G42,IF($F$11=\"Contactor Field Drain C-4HD\",'C-4HD-Imperial'!C42,IF($F$11=\"Recharger 180HD\",'180HD-Imperial'!D42,IF($F$11='Chamber Images'!$A$9,'360HD-Imperial'!G42,0))))))))","v":123.49071566731141},3.4968618974081234,{"$f":"IF($F$11=\"Contactor 100HD\",'100HD-Imperial'!E42,IF($F$11=\"Recharger 150XLHD\",'150XLHD-Imperial'!E42,IF($F$11=\"Recharger 280HD\",'280HD-Imperial'!E42,IF($F$11=\"Recharger 330XLHD\",'330XLHD-Imperial'!E42,IF($F$11=\"Recharger 902HD\",'902HD-Imperial'!H42,IF($F$11=\"Recharger 180HD\",'180HD-Imperial'!C42,IF($F$11='Chamber Images'!$A$9,'360HD-Imperial'!H42,\"\")))))))","v":0},0,{"$f":"IF($F$11=\"Contactor 100HD\",'100HD-Imperial'!F42,IF($F$11=\"Recharger 150XLHD\",'150XLHD-Imperial'!F42,IF($F$11=\"Recharger 280HD\",'280HD-Imperial'!F42,IF($F$11=\"Recharger 330XLHD\",'330XLHD-Imperial'!F42,IF($F$11=\"Recharger 902HD\",'902HD-Imperial'!I42,IF($F$11=\"Contactor Field Drain C-4HD\",'C-4HD-Imperial'!D42,IF($F$11=\"Recharger 180HD\",'180HD-Imperial'!F42,IF($F$11='Chamber Images'!$A$9,'360HD-Imperial'!I42,0))))))))","v":42.860802621964325},1.2136807756856394,{"$f":"IF($F$11=\"Contactor 100HD\",'100HD-Imperial'!G42,IF($F$11=\"Recharger 150XLHD\",'150XLHD-Imperial'!G42,IF($F$11=\"Recharger 280HD\",'280HD-Imperial'!G42,IF($F$11=\"Recharger 330XLHD\",'330XLHD-Imperial'!G42,IF($F$11=\"Recharger 902HD\",'902HD-Imperial'!J42,IF($F$11=\"Contactor Field Drain C-4HD\",'C-4HD-Imperial'!E42,IF($F$11=\"Recharger 180HD\",'180HD-Imperial'!G42,IF($F$11='Chamber Images'!$A$9,'360HD-Imperial'!J42,0))))))))","v":166.35151828927573},4.7105426730937632,{"$f":"IF($F$11=\"Contactor 100HD\",'100HD-Imperial'!H42,IF($F$11=\"Recharger 150XLHD\",'150XLHD-Imperial'!H42,IF($F$11=\"Recharger 280HD\",'280HD-Imperial'!H42,IF($F$11=\"Recharger 330XLHD\",'330XLHD-Imperial'!H42,IF($F$11=\"Recharger 902HD\",'902HD-Imperial'!K42,IF($F$11=\"Contactor Field Drain C-4HD\",'C-4HD-Imperial'!F42,IF($F$11=\"Recharger 180HD\",'180HD-Imperial'!H42,IF($F$11='Chamber Images'!$A$9,'360HD-Imperial'!K42,0))))))))","v":6865.8413963894254},194.41865765328009,{"$f":"IF($F$11=\"Contactor 100HD\",'100HD-Imperial'!I42,IF($F$11=\"Recharger 150XLHD\",'150XLHD-Imperial'!I42,IF($F$11=\"Recharger 280HD\",'280HD-Imperial'!I42,IF($F$11=\"Recharger 330XLHD\",'330XLHD-Imperial'!I42,IF($F$11=\"Recharger 902HD\",'902HD-Imperial'!L42,IF($F$11=\"Contactor Field Drain C-4HD\",'C-4HD-Imperial'!G42,IF($F$11=\"Recharger 180HD\",'180HD-Imperial'!I42,IF($F$11='Chamber Images'!$A$9,'360HD-Imperial'!L42,0))))))))","v":3.5},1.0668,{"$f":"IF($F$11=\"Contactor 100HD\",'100HD-Imperial'!J42,IF($F$11=\"Recharger 150XLHD\",'150XLHD-Imperial'!J42,IF($F$11=\"Recharger 280HD\",'280HD-Imperial'!J42,IF($F$11=\"Recharger 330XLHD\",'330XLHD-Imperial'!J42,IF($F$11=\"Recharger 902HD\",'902HD-Imperial'!M42,IF($F$11=\"Recharger 180HD\",'180HD-Imperial'!J42,IF($F$11='Chamber Images'!$A$9,'360HD-Imperial'!M42,IF($F$11='Chamber Images'!A28,'C-4HD-Imperial'!H42,\"\"))))))))","v":""}]
[null,{"$f":"IF($F$11=\"Contactor 100HD\",'100HD-Imperial'!A43,IF($F$11=\"Recharger 150XLHD\",'150XLHD-Imperial'!A43,IF($F$11=\"Recharger 280HD\",'280HD-Imperial'!A43,IF($F$11=\"Recharger 330XLHD\",'330XLHD-Imperial'!A43,IF($F$11=\"Recharger 902HD\",'902HD-Imperial'!A43,IF($F$11=\"Contactor Field Drain C-4HD\",'C-4HD-Imperial'!A43,IF($F$11=\"Recharger 180HD\",'180HD-Imperial'!A43,IF($F$11='Chamber Images'!$A$9,'360HD-Imperial'!A43))))))))","v":41},1041.3999999999999,{"$f":"IF($F$11=\"Contactor 100HD\",'100HD-Imperial'!D43,IF($F$11=\"Recharger 150XLHD\",'150XLHD-Imperial'!D43,IF($F$11=\"Recharger 280HD\",'280HD-Imperial'!D43,IF($F$11=\"Recharger 330XLHD\",'330XLHD-Imperial'!D43,IF($F$11=\"Recharger 902HD\",'902HD-Imperial'!G43,IF($F$11=\"Contactor Field Drain C-4HD\",'C-4HD-Imperial'!C43,IF($F$11=\"Recharger 180HD\",'180HD-Imperial'!D43,IF($F$11='Chamber Images'!$A$9,'360HD-Imperial'!G43,0))))))))","v":123.49071566731141},3.4968618974081234,{"$f":"IF($F$11=\"Contactor 100HD\",'100HD-Imperial'!E43,IF($F$11=\"Recharger 150XLHD\",'150XLHD-Imperial'!E43,IF($F$11=\"Recharger 280HD\",'280HD-Imperial'!E43,IF($F$11=\"Recharger 330XLHD\",'330XLHD-Imperial'!E43,IF($F$11=\"Recharger 902HD\",'902HD-Imperial'!H43,IF($F$11=\"Recharger 180HD\",'180HD-Imperial'!C43,IF($F$11='Chamber Images'!$A$9,'360HD-Imperial'!H43,\"\")))))))","v":0},0,{"$f":"IF($F$11=\"Contactor 100HD\",'100HD-Imperial'!F43,IF($F$11=\"Recharger 150XLHD\",'150XLHD-Imperial'!F43,IF($F$11=\"Recharger 280HD\",'280HD-Imperial'!F43,IF($F$11=\"Recharger 330XLHD\",'330XLHD-Imperial'!F43,IF($F$11=\"Recharger 902HD\",'902HD-Imperial'!I43,IF($F$11=\"Contactor Field Drain C-4HD\",'C-4HD-Imperial'!D43,IF($F$11=\"Recharger 180HD\",'180HD-Imperial'!F43,IF($F$11='Chamber Images'!$A$9,'360HD-Imperial'!I43,0))))))))","v":42.860802621964325},1.2136807756856394,{"$f":"IF($F$11=\"Contactor 100HD\",'100HD-Imperial'!G43,IF($F$11=\"Recharger 150XLHD\",'150XLHD-Imperial'!G43,IF($F$11=\"Recharger 280HD\",'280HD-Imperial'!G43,IF($F$11=\"Recharger 330XLHD\",'330XLHD-Imperial'!G43,IF($F$11=\"Recharger 902HD\",'902HD-Imperial'!J43,IF($F$11=\"Contactor Field Drain C-4HD\",'C-4HD-Imperial'!E43,IF($F$11=\"Recharger 180HD\",'180HD-Imperial'!G43,IF($F$11='Chamber Images'!$A$9,'360HD-Imperial'!J43,0))))))))","v":166.35151828927573},4.7105426730937632,{"$f":"IF($F$11=\"Contactor 100HD\",'100HD-Imperial'!H43,IF($F$11=\"Recharger 150XLHD\",'150XLHD-Imperial'!H43,IF($F$11=\"Recharger 280HD\",'280HD-Imperial'!H43,IF($F$11=\"Recharger 330XLHD\",'330XLHD-Imperial'!H43,IF($F$11=\"Recharger 902HD\",'902HD-Imperial'!K43,IF($F$11=\"Contactor Field Drain C-4HD\",'C-4HD-Imperial'!F43,IF($F$11=\"Recharger 180HD\",'180HD-Imperial'!H43,IF($F$11='Chamber Images'!$A$9,'360HD-Imperial'!K43,0))))))))","v":6699.4898781001493},189.70811498018631,{"$f":"IF($F$11=\"Contactor 100HD\",'100HD-Imperial'!I43,IF($F$11=\"Recharger 150XLHD\",'150XLHD-Imperial'!I43,IF($F$11=\"Recharger 280HD\",'280HD-Imperial'!I43,IF($F$11=\"Recharger 330XLHD\",'330XLHD-Imperial'!I43,IF($F$11=\"Recharger 902HD\",'902HD-Imperial'!L43,IF($F$11=\"Contactor Field Drain C-4HD\",'C-4HD-Imperial'!G43,IF($F$11=\"Recharger 180HD\",'180HD-Imperial'!I43,IF($F$11='Chamber Images'!$A$9,'360HD-Imperial'!L43,0))))))))","v":3.42},1.0413999999999999,{"$f":"IF($F$11=\"Contactor 100HD\",'100HD-Imperial'!J43,IF($F$11=\"Recharger 150XLHD\",'150XLHD-Imperial'!J43,IF($F$11=\"Recharger 280HD\",'280HD-Imperial'!J43,IF($F$11=\"Recharger 330XLHD\",'330XLHD-Imperial'!J43,IF($F$11=\"Recharger 902HD\",'902HD-Imperial'!M43,IF($F$11=\"Recharger 180HD\",'180HD-Imperial'!J43,IF($F$11='Chamber Images'!$A$9,'360HD-Imperial'!M43,IF($F$11='Chamber Images'!A29,'C-4HD-Imperial'!H43,\"\"))))))))","v":""}]
[null,{"$f":"IF($F$11=\"Contactor 100HD\",'100HD-Imperial'!A44,IF($F$11=\"Recharger 150XLHD\",'150XLHD-Imperial'!A44,IF($F$11=\"Recharger 280HD\",'280HD-Imperial'!A44,IF($F$11=\"Recharger 330XLHD\",'330XLHD-Imperial'!A44,IF($F$11=\"Recharger 902HD\",'902HD-Imperial'!A44,IF($F$11=\"Contactor Field Drain C-4HD\",'C-4HD-Imperial'!A44,IF($F$11=\"Recharger 180HD\",'180HD-Imperial'!A44,IF($F$11='Chamber Images'!$A$9,'360HD-Imperial'!A44))))))))","v":40},1016,{"$f":"IF($F$11=\"Contactor 100HD\",'100HD-Imperial'!D44,IF($F$11=\"Recharger 150XLHD\",'150XLHD-Imperial'!D44,IF($F$11=\"Recharger 280HD\",'280HD-Imperial'!D44,IF($F$11=\"Recharger 330XLHD\",'330XLHD-Imperial'!D44,IF($F$11=\"Recharger 902HD\",'902HD-Imperial'!G44,IF($F$11=\"Contactor Field Drain C-4HD\",'C-4HD-Imperial'!C44,IF($F$11=\"Recharger 180HD\",'180HD-Imperial'!D44,IF($F$11='Chamber Images'!$A$9,'360HD-Imperial'!G44,0))))))))","v":127.0688588007737},3.5981834608897487,{"$f":"IF($F$11=\"Contactor 100HD\",'100HD-Imperial'!E44,IF($F$11=\"Recharger 150XLHD\",'150XLHD-Imperial'!E44,IF($F$11=\"Recharger 280HD\",'280HD-Imperial'!E44,IF($F$11=\"Recharger 330XLHD\",'330XLHD-Imperial'!E44,IF($F$11=\"Recharger 902HD\",'902HD-Imperial'!H44,IF($F$11=\"Recharger 180HD\",'180HD-Imperial'!C44,IF($F$11='Chamber Images'!$A$9,'360HD-Imperial'!H44,\"\")))))))","v":0},0,{"$f":"IF($F$11=\"Contactor 100HD\",'100HD-Imperial'!F44,IF($F$11=\"Recharger 150XLHD\",'150XLHD-Imperial'!F44,IF($F$11=\"Recharger 280HD\",'280HD-Imperial'!F44,IF($F$11=\"Recharger 330XLHD\",'330XLHD-Imperial'!F44,IF($F$11=\"Recharger 902HD\",'902HD-Imperial'!I44,IF($F$11=\"Contactor Field Drain C-4HD\",'C-4HD-Imperial'!D44,IF($F$11=\"Recharger 180HD\",'180HD-Imperial'!F44,IF($F$11='Chamber Images'!$A$9,'360HD-Imperial'!I44,0))))))))","v":41.429545368579404},1.1731521502929894,{"$f":"IF($F$11=\"Contactor 100HD\",'100HD-Imperial'!G44,IF($F$11=\"Recharger 150XLHD\",'150XLHD-Imperial'!G44,IF($F$11=\"Recharger 280HD\",'280HD-Imperial'!G44,IF($F$11=\"Recharger 330XLHD\",'330XLHD-Imperial'!G44,IF($F$11=\"Recharger 902HD\",'902HD-Imperial'!J44,IF($F$11=\"Contactor Field Drain C-4HD\",'C-4HD-Imperial'!E44,IF($F$11=\"Recharger 180HD\",'180HD-Imperial'!G44,IF($F$11='Chamber Images'!$A$9,'360HD-Imperial'!J44,0))))))))","v":168.49840416935311},4.7713356111827379,{"$f":"IF($F$11=\"Contactor 100HD\",'100HD-Imperial'!H44,IF($F$11=\"Recharger 150XLHD\",'150XLHD-Imperial'!H44,IF($F$11=\"Recharger 280HD\",'280HD-Imperial'!H44,IF($F$11=\"Recharger 330XLHD\",'330XLHD-Imperial'!H44,IF($F$11=\"Recharger 902HD\",'902HD-Imperial'!K44,IF($F$11=\"Contactor Field Drain C-4HD\",'C-4HD-Imperial'!F44,IF($F$11=\"Recharger 180HD\",'180HD-Imperial'!H44,IF($F$11='Chamber Images'!$A$9,'360HD-Imperial'!K44,0))))))))","v":6533.1383598108732},184.99757230709253,{"$f":"IF($F$11=\"Contactor 100HD\",'100HD-Imperial'!I44,IF($F$11=\"Recharger 150XLHD\",'150XLHD-Imperial'!I44,IF($F$11=\"Recharger 280HD\",'280HD-Imperial'!I44,IF($F$11=\"Recharger 330XLHD\",'330XLHD-Imperial'!I44,IF($F$11=\"Recharger 902HD\",'902HD-Imperial'!L44,IF($F$11=\"Contactor Field Drain C-4HD\",'C-4HD-Imperial'!G44,IF($F$11=\"Recharger 180HD\",'180HD-Imperial'!I44,IF($F$11='Chamber Images'!$A$9,'360HD-Imperial'!L44,0))))))))","v":3.33},1.016,{"$f":"IF($F$11=\"Contactor 100HD\",'100HD-Imperial'!J44,IF($F$11=\"Recharger 150XLHD\",'150XLHD-Imperial'!J44,IF($F$11=\"Recharger 280HD\",'280HD-Imperial'!J44,IF($F$11=\"Recharger 330XLHD\",'330XLHD-Imperial'!J44,IF($F$11=\"Recharger 902HD\",'902HD-Imperial'!M44,IF($F$11=\"Recharger 180HD\",'180HD-Imperial'!J44,IF($F$11='Chamber Images'!$A$9,'360HD-Imperial'!M44,IF($F$11='Chamber Images'!A30,'C-4HD-Imperial'!H44,\"\"))))))))","v":""}]
[null,{"$f":"IF($F$11=\"Contactor 100HD\",'100HD-Imperial'!A45,IF($F$11=\"Recharger 150XLHD\",'150XLHD-Imperial'!A45,IF($F$11=\"Recharger 280HD\",'280HD-Imperial'!A45,IF($F$11=\"Recharger 330XLHD\",'330XLHD-Imperial'!A45,IF($F$11=\"Recharger 902HD\",'902HD-Imperial'!A45,IF($F$11=\"Contactor Field Drain C-4HD\",'C-4HD-Imperial'!A45,IF($F$11=\"Recharger 180HD\",'180HD-Imperial'!A45,IF($F$11='Chamber Images'!$A$9,'360HD-Imperial'!A45))))))))","v":39},990.59999999999991,{"$f":"IF($F$11=\"Contactor 100HD\",'100HD-Imperial'!D45,IF($F$11=\"Recharger 150XLHD\",'150XLHD-Imperial'!D45,IF($F$11=\"Recharger 280HD\",'280HD-Imperial'!D45,IF($F$11=\"Recharger 330XLHD\",'330XLHD-Imperial'!D45,IF($F$11=\"Recharger 902HD\",'902HD-Imperial'!G45,IF($F$11=\"Contactor Field Drain C-4HD\",'C-4HD-Imperial'!C45,IF($F$11=\"Recharger 180HD\",'180HD-Imperial'!D45,IF($F$11='Chamber Images'!$A$9,'360HD-Imperial'!G45,0))))))))","v":130.53071566731143},3.696212169408124,{"$f":"IF($F$11=\"Contactor 100HD\",'100HD-Imperial'!E45,IF($F$11=\"Recharger 150XLHD\",'150XLHD-Imperial'!E45,IF($F$11=\"Recharger 280HD\",'280HD-Imperial'!E45,IF($F$11=\"Recharger 330XLHD\",'330XLHD-Imperial'!E45,IF($F$11=\"Recharger 902HD\",'902HD-Imperial'!H45,IF($F$11=\"Recharger 180HD\",'180HD-Imperial'!C45,IF($F$11='Chamber Images'!$A$9,'360HD-Imperial'!H45,\"\")))))))","v":0},0,{"$f":"IF($F$11=\"Contactor 100HD\",'100HD-Imperial'!F45,IF($F$11=\"Recharger 150XLHD\",'150XLHD-Imperial'!F45,IF($F$11=\"Recharger 280HD\",'280HD-Imperial'!F45,IF($F$11=\"Recharger 330XLHD\",'330XLHD-Imperial'!F45,IF($F$11=\"Recharger 902HD\",'902HD-Imperial'!I45,IF($F$11=\"Contactor Field Drain C-4HD\",'C-4HD-Imperial'!D45,IF($F$11=\"Recharger 180HD\",'180HD-Imperial'!F45,IF($F$11='Chamber Images'!$A$9,'360HD-Imperial'!I45,0))))))))","v":40.044802621964315},1.1339406668856391,{"$f":"IF($F$11=\"Contactor 100HD\",'100HD-Imperial'!G45,IF($F$11=\"Recharger 150XLHD\",'150XLHD-Imperial'!G45,IF($F$11=\"Recharger 280HD\",'280HD-Imperial'!G45,IF($F$11=\"Recharger 330XLHD\",'330XLHD-Imperial'!G45,IF($F$11=\"Recharger 902HD\",'902HD-Imperial'!J45,IF($F$11=\"Contactor Field Drain C-4HD\",'C-4HD-Imperial'!E45,IF($F$11=\"Recharger 180HD\",'180HD-Imperial'!G45,IF($F$11='Chamber Images'!$A$9,'360HD-Imperial'!J45,0))))))))","v":170.57551828927575},4.8301528362937631,{"$f":"IF($F$11=\"Contactor 100HD\",'100HD-Imperial'!H45,IF($F$11=\"Recharger 150XLHD\",'150XLHD-Imperial'!H45,IF($F$11=\"Recharger 280HD\",'280HD-Imperial'!H45,IF($F$11=\"Recharger 330XLHD\",'330XLHD-Imperial'!H45,IF($F$11=\"Recharger 902HD\",'902HD-Imperial'!K45,IF($F$11=\"Contactor Field Drain C-4HD\",'C-4HD-Imperial'!F45,IF($F$11=\"Recharger 180HD\",'180HD-Imperial'!H45,IF($F$11='Chamber Images'!$A$9,'360HD-Imperial'!K45,0))))))))","v":6364.6399556415199},180.22623669590979,{"$f":"IF($F$11=\"Contactor 100HD\",'100HD-Imperial'!I45,IF($F$11=\"Recharger 150XLHD\",'150XLHD-Imperial'!I45,IF($F$11=\"Recharger 280HD\",'280HD-Imperial'!I45,IF($F$11=\"Recharger 330XLHD\",'330XLHD-Imperial'!I45,IF($F$11=\"Recharger 902HD\",'902HD-Imperial'!L45,IF($F$11=\"Contactor Field Drain C-4HD\",'C-4HD-Imperial'!G45,IF($F$11=\"Recharger 180HD\",'180HD-Imperial'!I45,IF($F$11='Chamber Images'!$A$9,'360HD-Imperial'!L45,0))))))))","v":3.25},0.99059999999999993,{"$f":"IF($F$11=\"Contactor 100HD\",'100HD-Imperial'!J45,IF($F$11=\"Recharger 150XLHD\",'150XLHD-Imperial'!J45,IF($F$11=\"Recharger 280HD\",'280HD-Imperial'!J45,IF($F$11=\"Recharger 330XLHD\",'330XLHD-Imperial'!J45,IF($F$11=\"Recharger 902HD\",'902HD-Imperial'!M45,IF($F$11=\"Recharger 180HD\",'180HD-Imperial'!J45,IF($F$11='Chamber Images'!$A$9,'360HD-Imperial'!M45,IF($F$11='Chamber Images'!A31,'C-4HD-Imperial'!H45,\"\"))))))))","v":""}]
[null,{"$f":"IF($F$11=\"Contactor 100HD\",'100HD-Imperial'!A46,IF($F$11=\"Recharger 150XLHD\",'150XLHD-Imperial'!A46,IF($F$11=\"Recharger 280HD\",'280HD-Imperial'!A46,IF($F$11=\"Recharger 330XLHD\",'330XLHD-Imperial'!A46,IF($F$11=\"Recharger 902HD\",'902HD-Imperial'!A46,IF($F$11=\"Contactor Field Drain C-4HD\",'C-4HD-Imperial'!A46,IF($F$11=\"Recharger 180HD\",'180HD-Imperial'!A46,IF($F$11='Chamber Images'!$A$9,'360HD-Imperial'!A46))))))))","v":38},965.19999999999993,{"$f":"IF($F$11=\"Contactor 100HD\",'100HD-Imperial'!D46,IF($F$11=\"Recharger 150XLHD\",'150XLHD-Imperial'!D46,IF($F$11=\"Recharger 280HD\",'280HD-Imperial'!D46,IF($F$11=\"Recharger 330XLHD\",'330XLHD-Imperial'!D46,IF($F$11=\"Recharger 902HD\",'902HD-Imperial'!G46,IF($F$11=\"Contactor Field Drain C-4HD\",'C-4HD-Imperial'!C46,IF($F$11=\"Recharger 180HD\",'180HD-Imperial'!D46,IF($F$11='Chamber Images'!$A$9,'360HD-Imperial'!G46,0))))))))","v":134.16700193423597},3.7991801603713728,{"$f":"IF($F$11=\"Contactor 100HD\",'100HD-Imperial'!E46,IF($F$11=\"Recharger 150XLHD\",'150XLHD-Imperial'!E46,IF($F$11=\"Recharger 280HD\",'280HD-Imperial'!E46,IF($F$11=\"Recharger 330XLHD\",'330XLHD-Imperial'!E46,IF($F$11=\"Recharger 902HD\",'902HD-Imperial'!H46,IF($F$11=\"Recharger 180HD\",'180HD-Imperial'!C46,IF($F$11='Chamber Images'!$A$9,'360HD-Imperial'!H46,\"\")))))))","v":0},0,{"$f":"IF($F$11=\"Contactor 100HD\",'100HD-Imperial'!F46,IF($F$11=\"Recharger 150XLHD\",'150XLHD-Imperial'!F46,IF($F$11=\"Recharger 280HD\",'280HD-Imperial'!F46,IF($F$11=\"Recharger 330XLHD\",'330XLHD-Imperial'!F46,IF($F$11=\"Recharger 902HD\",'902HD-Imperial'!I46,IF($F$11=\"Contactor Field Drain C-4HD\",'C-4HD-Imperial'!D46,IF($F$11=\"Recharger 180HD\",'180HD-Imperial'!F46,IF($F$11='Chamber Images'!$A$9,'360HD-Imperial'!I46,0))))))))","v":38.590288115194497},1.0927534705003394,{"$f":"IF($F$11=\"Contactor 100HD\",'100HD-Imperial'!G46,IF($F$11=\"Recharger 150XLHD\",'150XLHD-Imperial'!G46,IF($F$11=\"Recharger 280HD\",'280HD-Imperial'!G46,IF($F$11=\"Recharger 330XLHD\",'330XLHD-Imperial'!G46,IF($F$11=\"Recharger 902HD\",'902HD-Imperial'!J46,IF($F$11=\"Contactor Field Drain C-4HD\",'C-4HD-Imperial'!E46,IF($F$11=\"Recharger 180HD\",'180HD-Imperial'!G46,IF($F$11='Chamber Images'!$A$9,'360HD-Imperial'!J46,0))))))))","v":172.75729004943048},4.891933630871713,{"$f":"IF($F$11=\"Contactor 100HD\",'100HD-Imperial'!H46,IF($F$11=\"Recharger 150XLHD\",'150XLHD-Imperial'!H46,IF($F$11=\"Recharger 280HD\",'280HD-Imperial'!H46,IF($F$11=\"Recharger 330XLHD\",'330XLHD-Imperial'!H46,IF($F$11=\"Recharger 902HD\",'902HD-Imperial'!K46,IF($F$11=\"Contactor Field Drain C-4HD\",'C-4HD-Imperial'!F46,IF($F$11=\"Recharger 180HD\",'180HD-Imperial'!H46,IF($F$11='Chamber Images'!$A$9,'360HD-Imperial'!K46,0))))))))","v":6194.0644373522446},175.39608385961603,{"$f":"IF($F$11=\"Contactor 100HD\",'100HD-Imperial'!I46,IF($F$11=\"Recharger 150XLHD\",'150XLHD-Imperial'!I46,IF($F$11=\"Recharger 280HD\",'280HD-Imperial'!I46,IF($F$11=\"Recharger 330XLHD\",'330XLHD-Imperial'!I46,IF($F$11=\"Recharger 902HD\",'902HD-Imperial'!L46,IF($F$11=\"Contactor Field Drain C-4HD\",'C-4HD-Imperial'!G46,IF($F$11=\"Recharger 180HD\",'180HD-Imperial'!I46,IF($F$11='Chamber Images'!$A$9,'360HD-Imperial'!L46,0))))))))","v":3.17},0.96519999999999995,{"$f":"IF($F$11=\"Contactor 100HD\",'100HD-Imperial'!J46,IF($F$11=\"Recharger 150XLHD\",'150XLHD-Imperial'!J46,IF($F$11=\"Recharger 280HD\",'280HD-Imperial'!J46,IF($F$11=\"Recharger 330XLHD\",'330XLHD-Imperial'!J46,IF($F$11=\"Recharger 902HD\",'902HD-Imperial'!M46,IF($F$11=\"Recharger 180HD\",'180HD-Imperial'!J46,IF($F$11='Chamber Images'!$A$9,'360HD-Imperial'!M46,IF($F$11='Chamber Images'!A32,'C-4HD-Imperial'!H46,\"\"))))))))","v":""}]
[null,{"$f":"IF($F$11=\"Contactor 100HD\",'100HD-Imperial'!A47,IF($F$11=\"Recharger 150XLHD\",'150XLHD-Imperial'!A47,IF($F$11=\"Recharger 280HD\",'280HD-Imperial'!A47,IF($F$11=\"Recharger 330XLHD\",'330XLHD-Imperial'!A47,IF($F$11=\"Recharger 902HD\",'902HD-Imperial'!A47,IF($F$11=\"Contactor Field Drain C-4HD\",'C-4HD-Imperial'!A47,IF($F$11=\"Recharger 180HD\",'180HD-Imperial'!A47,IF($F$11='Chamber Images'!$A$9,'360HD-Imperial'!A47))))))))","v":37},939.8,{"$f":"IF($F$11=\"Contactor 100HD\",'100HD-Imperial'!D47,IF($F$11=\"Recharger 150XLHD\",'150XLHD-Imperial'!D47,IF($F$11=\"Recharger 280HD\",'280HD-Imperial'!D47,IF($F$11=\"Recharger 330XLHD\",'330XLHD-Imperial'!D47,IF($F$11=\"Recharger 902HD\",'902HD-Imperial'!G47,IF($F$11=\"Contactor Field Drain C-4HD\",'C-4HD-Imperial'!C47,IF($F$11=\"Recharger 180HD\",'180HD-Imperial'!D47,IF($F$11='Chamber Images'!$A$9,'360HD-Imperial'!G47,0))))))))","v":137.57071566731142},3.8955624414081238,{"$f":"IF($F$11=\"Contactor 100HD\",'100HD-Imperial'!E47,IF($F$11=\"Recharger 150XLHD\",'150XLHD-Imperial'!E47,IF($F$11=\"Recharger 280HD\",'280HD-Imperial'!E47,IF($F$11=\"Recharger 330XLHD\",'330XLHD-Imperial'!E47,IF($F$11=\"Recharger 902HD\",'902HD-Imperial'!H47,IF($F$11=\"Recharger 180HD\",'180HD-Imperial'!C47,IF($F$11='Chamber Images'!$A$9,'360HD-Imperial'!H47,\"\")))))))","v":0},{"$f":"IF($F$11=\"Contactor Field Drain C-4HD\",\"\",IF(B57=0,0,IF(B57<0,\"\",F57*0.0283168)))","v":0},{"$f":"IF($F$11=\"Contactor 100HD\",'100HD-Imperial'!F47,IF($F$11=\"Recharger 150XLHD\",'150XLHD-Imperial'!F47,IF($F$11=\"Recharger 280HD\",'280HD-Imperial'!F47,IF($F$11=\"Recharger 330XLHD\",'330XLHD-Imperial'!F47,IF($F$11=\"Recharger 902HD\",'902HD-Imperial'!I47,IF($F$11=\"Contactor Field Drain C-4HD\",'C-4HD-Imperial'!D47,IF($F$11=\"Recharger 180HD\",'180HD-Imperial'!F47,IF($F$11='Chamber Images'!$A$9,'360HD-Imperial'!I47,0))))))))","v":37.228802621964313},1.0542005580856391,{"$f":"IF($F$11=\"Contactor 100HD\",'100HD-Imperial'!G47,IF($F$11=\"Recharger 150XLHD\",'150XLHD-Imperial'!G47,IF($F$11=\"Recharger 280HD\",'280HD-Imperial'!G47,IF($F$11=\"Recharger 330XLHD\",'330XLHD-Imperial'!G47,IF($F$11=\"Recharger 902HD\",'902HD-Imperial'!J47,IF($F$11=\"Contactor Field Drain C-4HD\",'C-4HD-Imperial'!E47,IF($F$11=\"Recharger 180HD\",'180HD-Imperial'!G47,IF($F$11='Chamber Images'!$A$9,'360HD-Imperial'!J47,0))))))))","v":174.79951828927574},4.9497629994937631,{"$f":"IF($F$11=\"Contactor 100HD\",'100HD-Imperial'!H47,IF($F$11=\"Recharger 150XLHD\",'150XLHD-Imperial'!H47,IF($F$11=\"Recharger 280HD\",'280HD-Imperial'!H47,IF($F$11=\"Recharger 330XLHD\",'330XLHD-Imperial'!H47,IF($F$11=\"Recharger 902HD\",'902HD-Imperial'!K47,IF($F$11=\"Contactor Field Drain C-4HD\",'C-4HD-Imperial'!F47,IF($F$11=\"Recharger 180HD\",'180HD-Imperial'!H47,IF($F$11='Chamber Images'!$A$9,'360HD-Imperial'!K47,0))))))))","v":6021.307147302814},170.50415022874432,{"$f":"IF($F$11=\"Contactor 100HD\",'100HD-Imperial'!I47,IF($F$11=\"Recharger 150XLHD\",'150XLHD-Imperial'!I47,IF($F$11=\"Recharger 280HD\",'280HD-Imperial'!I47,IF($F$11=\"Recharger 330XLHD\",'330XLHD-Imperial'!I47,IF($F$11=\"Recharger 902HD\",'902HD-Imperial'!L47,IF($F$11=\"Contactor Field Drain C-4HD\",'C-4HD-Imperial'!G47,IF($F$11=\"Recharger 180HD\",'180HD-Imperial'!I47,IF($F$11='Chamber Images'!$A$9,'360HD-Imperial'!L47,0))))))))","v":3.08},{"$f":"IF(B57<0,\"\",F$19+C57/1000)","v":0.93979999999999997},{"$f":"IF($F$11=\"Contactor 100HD\",'100HD-Imperial'!J47,IF($F$11=\"Recharger 150XLHD\",'150XLHD-Imperial'!J47,IF($F$11=\"Recharger 280HD\",'280HD-Imperial'!J47,IF($F$11=\"Recharger 330XLHD\",'330XLHD-Imperial'!J47,IF($F$11=\"Recharger 902HD\",'902HD-Imperial'!M47,IF($F$11=\"Recharger 180HD\",'180HD-Imperial'!J47,IF($F$11='Chamber Images'!$A$9,'360HD-Imperial'!M47,IF($F$11='Chamber Images'!A33,'C-4HD-Imperial'!H47,\"\"))))))))","v":""}]
[null,{"$f":"IF($F$11=\"Contactor 100HD\",'100HD-Imperial'!A48,IF($F$11=\"Recharger 150XLHD\",'150XLHD-Imperial'!A48,IF($F$11=\"Recharger 280HD\",'280HD-Imperial'!A48,IF($F$11=\"Recharger 330XLHD\",'330XLHD-Imperial'!A48,IF($F$11=\"Recharger 902HD\",'902HD-Imperial'!A48,IF($F$11=\"Contactor Field Drain C-4HD\",'C-4HD-Imperial'!A48,IF($F$11=\"Recharger 180HD\",'180HD-Imperial'!A48,IF($F$11='Chamber Images'!$A$9,'360HD-Imperial'!A48))))))))","v":36},914.4,{"$f":"IF($F$11=\"Contactor 100HD\",'100HD-Imperial'!D48,IF($F$11=\"Recharger 150XLHD\",'150XLHD-Imperial'!D48,IF($F$11=\"Recharger 280HD\",'280HD-Imperial'!D48,IF($F$11=\"Recharger 330XLHD\",'330XLHD-Imperial'!D48,IF($F$11=\"Recharger 902HD\",'902HD-Imperial'!G48,IF($F$11=\"Contactor Field Drain C-4HD\",'C-4HD-Imperial'!C48,IF($F$11=\"Recharger 180HD\",'180HD-Imperial'!D48,IF($F$11='Chamber Images'!$A$9,'360HD-Imperial'!G48,0))))))))","v":137.62885880077368},3.8972088688897482,{"$f":"IF($F$11=\"Contactor 100HD\",'100HD-Imperial'!E48,IF($F$11=\"Recharger 150XLHD\",'150XLHD-Imperial'!E48,IF($F$11=\"Recharger 280HD\",'280HD-Imperial'!E48,IF($F$11=\"Recharger 330XLHD\",'330XLHD-Imperial'!E48,IF($F$11=\"Recharger 902HD\",'902HD-Imperial'!H48,IF($F$11=\"Recharger 180HD\",'180HD-Imperial'!C48,IF($F$11='Chamber Images'!$A$9,'360HD-Imperial'!H48,\"\")))))))","v":0},0,{"$f":"IF($F$11=\"Contactor 100HD\",'100HD-Imperial'!F48,IF($F$11=\"Recharger 150XLHD\",'150XLHD-Imperial'!F48,IF($F$11=\"Recharger 280HD\",'280HD-Imperial'!F48,IF($F$11=\"Recharger 330XLHD\",'330XLHD-Imperial'!F48,IF($F$11=\"Recharger 902HD\",'902HD-Imperial'!I48,IF($F$11=\"Contactor Field Drain C-4HD\",'C-4HD-Imperial'!D48,IF($F$11=\"Recharger 180HD\",'180HD-Imperial'!F48,IF($F$11='Chamber Images'!$A$9,'360HD-Imperial'!I48,0))))))))","v":37.205545368579401},1.0535419870929892,{"$f":"IF($F$11=\"Contactor 100HD\",'100HD-Imperial'!G48,IF($F$11=\"Recharger 150XLHD\",'150XLHD-Imperial'!G48,IF($F$11=\"Recharger 280HD\",'280HD-Imperial'!G48,IF($F$11=\"Recharger 330XLHD\",'330XLHD-Imperial'!G48,IF($F$11=\"Recharger 902HD\",'902HD-Imperial'!J48,IF($F$11=\"Contactor Field Drain C-4HD\",'C-4HD-Imperial'!E48,IF($F$11=\"Recharger 180HD\",'180HD-Imperial'!G48,IF($F$11='Chamber Images'!$A$9,'360HD-Imperial'!J48,0))))))))","v":174.83440416935309},4.9507508559827373,{"$f":"IF($F$11=\"Contactor 100HD\",'100HD-Imperial'!H48,IF($F$11=\"Recharger 150XLHD\",'150XLHD-Imperial'!H48,IF($F$11=\"Recharger 280HD\",'280HD-Imperial'!H48,IF($F$11=\"Recharger 330XLHD\",'330XLHD-Imperial'!H48,IF($F$11=\"Recharger 902HD\",'902HD-Imperial'!K48,IF($F$11=\"Contactor Field Drain C-4HD\",'C-4HD-Imperial'!F48,IF($F$11=\"Recharger 180HD\",'180HD-Imperial'!H48,IF($F$11='Chamber Images'!$A$9,'360HD-Imperial'!K48,0))))))))","v":5846.5076290135385},165.55438722925055,{"$f":"IF($F$11=\"Contactor 100HD\",'100HD-Imperial'!I48,IF($F$11=\"Recharger 150XLHD\",'150XLHD-Imperial'!I48,IF($F$11=\"Recharger 280HD\",'280HD-Imperial'!I48,IF($F$11=\"Recharger 330XLHD\",'330XLHD-Imperial'!I48,IF($F$11=\"Recharger 902HD\",'902HD-Imperial'!L48,IF($F$11=\"Contactor Field Drain C-4HD\",'C-4HD-Imperial'!G48,IF($F$11=\"Recharger 180HD\",'180HD-Imperial'!I48,IF($F$11='Chamber Images'!$A$9,'360HD-Imperial'!L48,0))))))))","v":3},0.91439999999999999,{"$f":"IF($F$11=\"Contactor 100HD\",'100HD-Imperial'!J48,IF($F$11=\"Recharger 150XLHD\",'150XLHD-Imperial'!J48,IF($F$11=\"Recharger 280HD\",'280HD-Imperial'!J48,IF($F$11=\"Recharger 330XLHD\",'330XLHD-Imperial'!J48,IF($F$11=\"Recharger 902HD\",'902HD-Imperial'!M48,IF($F$11=\"Recharger 180HD\",'180HD-Imperial'!J48,IF($F$11='Chamber Images'!$A$9,'360HD-Imperial'!M48,IF($F$11='Chamber Images'!A34,'C-4HD-Imperial'!H48,\"\"))))))))","v":""}]
[null,{"$f":"IF($F$11=\"Contactor 100HD\",'100HD-Imperial'!A49,IF($F$11=\"Recharger 150XLHD\",'150XLHD-Imperial'!A49,IF($F$11=\"Recharger 280HD\",'280HD-Imperial'!A49,IF($F$11=\"Recharger 330XLHD\",'330XLHD-Imperial'!A49,IF($F$11=\"Recharger 902HD\",'902HD-Imperial'!A49,IF($F$11=\"Contactor Field Drain C-4HD\",'C-4HD-Imperial'!A49,IF($F$11=\"Recharger 180HD\",'180HD-Imperial'!A49,IF($F$11='Chamber Images'!$A$9,'360HD-Imperial'!A49))))))))","v":35},889,{"$f":"IF($F$11=\"Contactor 100HD\",'100HD-Imperial'!D49,IF($F$11=\"Recharger 150XLHD\",'150XLHD-Imperial'!D49,IF($F$11=\"Recharger 280HD\",'280HD-Imperial'!D49,IF($F$11=\"Recharger 330XLHD\",'330XLHD-Imperial'!D49,IF($F$11=\"Recharger 902HD\",'902HD-Imperial'!G49,IF($F$11=\"Contactor Field Drain C-4HD\",'C-4HD-Imperial'!C49,IF($F$11=\"Recharger 180HD\",'180HD-Imperial'!D49,IF($F$11='Chamber Images'!$A$9,'360HD-Imperial'!G49,0))))))))","v":141.1488588007737},3.9968840048897487,{"$f":"IF($F$11=\"Contactor 100HD\",'100HD-Imperial'!E49,IF($F$11=\"Recharger 150XLHD\",'150XLHD-Imperial'!E49,IF($F$11=\"Recharger 280HD\",'280HD-Imperial'!E49,IF($F$11=\"Recharger 330XLHD\",'330XLHD-Imperial'!E49,IF($F$11=\"Recharger 902HD\",'902HD-Imperial'!H49,IF($F$11=\"Recharger 180HD\",'180HD-Imperial'!C49,IF($F$11='Chamber Images'!$A$9,'360HD-Imperial'!H49,\"\")))))))","v":0},0,{"$f":"IF($F$11=\"Contactor 100HD\",'100HD-Imperial'!F49,IF($F$11=\"Recharger 150XLHD\",'150XLHD-Imperial'!F49,IF($F$11=\"Recharger 280HD\",'280HD-Imperial'!F49,IF($F$11=\"Recharger 330XLHD\",'330XLHD-Imperial'!F49,IF($F$11=\"Recharger 902HD\",'902HD-Imperial'!I49,IF($F$11=\"Contactor Field Drain C-4HD\",'C-4HD-Imperial'!D49,IF($F$11=\"Recharger 180HD\",'180HD-Imperial'!F49,IF($F$11='Chamber Images'!$A$9,'360HD-Imperial'!I49,0))))))))","v":35.797545368579399},1.0136719326929891,{"$f":"IF($F$11=\"Contactor 100HD\",'100HD-Imperial'!G49,IF($F$11=\"Recharger 150XLHD\",'150XLHD-Imperial'!G49,IF($F$11=\"Recharger 280HD\",'280HD-Imperial'!G49,IF($F$11=\"Recharger 330XLHD\",'330XLHD-Imperial'!G49,IF($F$11=\"Recharger 902HD\",'902HD-Imperial'!J49,IF($F$11=\"Contactor Field Drain C-4HD\",'C-4HD-Imperial'!E49,IF($F$11=\"Recharger 180HD\",'180HD-Imperial'!G49,IF($F$11='Chamber Images'!$A$9,'360HD-Imperial'!J49,0))))))))","v":176.94640416935309},5.0105559375827378,{"$f":"IF($F$11=\"Contactor 100HD\",'100HD-Imperial'!H49,IF($F$11=\"Recharger 150XLHD\",'150XLHD-Imperial'!H49,IF($F$11=\"Recharger 280HD\",'280HD-Imperial'!H49,IF($F$11=\"Recharger 330XLHD\",'330XLHD-Imperial'!H49,IF($F$11=\"Recharger 902HD\",'902HD-Imperial'!K49,IF($F$11=\"Contactor Field Drain C-4HD\",'C-4HD-Imperial'!F49,IF($F$11=\"Recharger 180HD\",'180HD-Imperial'!H49,IF($F$11='Chamber Images'!$A$9,'360HD-Imperial'!K49,0))))))))","v":5671.6732248441858},160.60363637326785,{"$f":"IF($F$11=\"Contactor 100HD\",'100HD-Imperial'!I49,IF($F$11=\"Recharger 150XLHD\",'150XLHD-Imperial'!I49,IF($F$11=\"Recharger 280HD\",'280HD-Imperial'!I49,IF($F$11=\"Recharger 330XLHD\",'330XLHD-Imperial'!I49,IF($F$11=\"Recharger 902HD\",'902HD-Imperial'!L49,IF($F$11=\"Contactor Field Drain C-4HD\",'C-4HD-Imperial'!G49,IF($F$11=\"Recharger 180HD\",'180HD-Imperial'!I49,IF($F$11='Chamber Images'!$A$9,'360HD-Imperial'!L49,0))))))))","v":2.92},0.88900000000000001,{"$f":"IF($F$11=\"Contactor 100HD\",'100HD-Imperial'!J49,IF($F$11=\"Recharger 150XLHD\",'150XLHD-Imperial'!J49,IF($F$11=\"Recharger 280HD\",'280HD-Imperial'!J49,IF($F$11=\"Recharger 330XLHD\",'330XLHD-Imperial'!J49,IF($F$11=\"Recharger 902HD\",'902HD-Imperial'!M49,IF($F$11=\"Recharger 180HD\",'180HD-Imperial'!J49,IF($F$11='Chamber Images'!$A$9,'360HD-Imperial'!M49,IF($F$11='Chamber Images'!A35,'C-4HD-Imperial'!H49,\"\"))))))))","v":""}]
[null,{"$f":"IF($F$11=\"Contactor 100HD\",'100HD-Imperial'!A50,IF($F$11=\"Recharger 150XLHD\",'150XLHD-Imperial'!A50,IF($F$11=\"Recharger 280HD\",'280HD-Imperial'!A50,IF($F$11=\"Recharger 330XLHD\",'330XLHD-Imperial'!A50,IF($F$11=\"Recharger 902HD\",'902HD-Imperial'!A50,IF($F$11=\"Contactor Field Drain C-4HD\",'C-4HD-Imperial'!A50,IF($F$11=\"Recharger 180HD\",'180HD-Imperial'!A50,IF($F$11='Chamber Images'!$A$9,'360HD-Imperial'!A50))))))))","v":34},863.59999999999991,{"$f":"IF($F$11=\"Contactor 100HD\",'100HD-Imperial'!D50,IF($F$11=\"Recharger 150XLHD\",'150XLHD-Imperial'!D50,IF($F$11=\"Recharger 280HD\",'280HD-Imperial'!D50,IF($F$11=\"Recharger 330XLHD\",'330XLHD-Imperial'!D50,IF($F$11=\"Recharger 902HD\",'902HD-Imperial'!G50,IF($F$11=\"Contactor Field Drain C-4HD\",'C-4HD-Imperial'!C50,IF($F$11=\"Recharger 180HD\",'180HD-Imperial'!D50,IF($F$11='Chamber Images'!$A$9,'360HD-Imperial'!G50,0))))))))","v":141.09071566731143},3.9952375774081244,{"$f":"IF($F$11=\"Contactor 100HD\",'100HD-Imperial'!E50,IF($F$11=\"Recharger 150XLHD\",'150XLHD-Imperial'!E50,IF($F$11=\"Recharger 280HD\",'280HD-Imperial'!E50,IF($F$11=\"Recharger 330XLHD\",'330XLHD-Imperial'!E50,IF($F$11=\"Recharger 902HD\",'902HD-Imperial'!H50,IF($F$11=\"Recharger 180HD\",'180HD-Imperial'!C50,IF($F$11='Chamber Images'!$A$9,'360HD-Imperial'!H50,\"\")))))))","v":0},0,{"$f":"IF($F$11=\"Contactor 100HD\",'100HD-Imperial'!F50,IF($F$11=\"Recharger 150XLHD\",'150XLHD-Imperial'!F50,IF($F$11=\"Recharger 280HD\",'280HD-Imperial'!F50,IF($F$11=\"Recharger 330XLHD\",'330XLHD-Imperial'!F50,IF($F$11=\"Recharger 902HD\",'902HD-Imperial'!I50,IF($F$11=\"Contactor Field Drain C-4HD\",'C-4HD-Imperial'!D50,IF($F$11=\"Recharger 180HD\",'180HD-Imperial'!F50,IF($F$11='Chamber Images'!$A$9,'360HD-Imperial'!I50,0))))))))","v":35.820802621964312},1.0143305036856389,{"$f":"IF($F$11=\"Contactor 100HD\",'100HD-Imperial'!G50,IF($F$11=\"Recharger 150XLHD\",'150XLHD-Imperial'!G50,IF($F$11=\"Recharger 280HD\",'280HD-Imperial'!G50,IF($F$11=\"Recharger 330XLHD\",'330XLHD-Imperial'!G50,IF($F$11=\"Recharger 902HD\",'902HD-Imperial'!J50,IF($F$11=\"Contactor Field Drain C-4HD\",'C-4HD-Imperial'!E50,IF($F$11=\"Recharger 180HD\",'180HD-Imperial'!G50,IF($F$11='Chamber Images'!$A$9,'360HD-Imperial'!J50,0))))))))","v":176.91151828927573},5.0095680810937626,{"$f":"IF($F$11=\"Contactor 100HD\",'100HD-Imperial'!H50,IF($F$11=\"Recharger 150XLHD\",'150XLHD-Imperial'!H50,IF($F$11=\"Recharger 280HD\",'280HD-Imperial'!H50,IF($F$11=\"Recharger 330XLHD\",'330XLHD-Imperial'!H50,IF($F$11=\"Recharger 902HD\",'902HD-Imperial'!K50,IF($F$11=\"Contactor Field Drain C-4HD\",'C-4HD-Imperial'!F50,IF($F$11=\"Recharger 180HD\",'180HD-Imperial'!H50,IF($F$11='Chamber Images'!$A$9,'360HD-Imperial'!K50,0))))))))","v":5494.7268206748331},155.59308043568512,{"$f":"IF($F$11=\"Contactor 100HD\",'100HD-Imperial'!I50,IF($F$11=\"Recharger 150XLHD\",'150XLHD-Imperial'!I50,IF($F$11=\"Recharger 280HD\",'280HD-Imperial'!I50,IF($F$11=\"Recharger 330XLHD\",'330XLHD-Imperial'!I50,IF($F$11=\"Recharger 902HD\",'902HD-Imperial'!L50,IF($F$11=\"Contactor Field Drain C-4HD\",'C-4HD-Imperial'!G50,IF($F$11=\"Recharger 180HD\",'180HD-Imperial'!I50,IF($F$11='Chamber Images'!$A$9,'360HD-Imperial'!L50,0))))))))","v":2.83},0.86359999999999992,{"$f":"IF($F$11=\"Contactor 100HD\",'100HD-Imperial'!J50,IF($F$11=\"Recharger 150XLHD\",'150XLHD-Imperial'!J50,IF($F$11=\"Recharger 280HD\",'280HD-Imperial'!J50,IF($F$11=\"Recharger 330XLHD\",'330XLHD-Imperial'!J50,IF($F$11=\"Recharger 902HD\",'902HD-Imperial'!M50,IF($F$11=\"Recharger 180HD\",'180HD-Imperial'!J50,IF($F$11='Chamber Images'!$A$9,'360HD-Imperial'!M50,IF($F$11='Chamber Images'!A36,'C-4HD-Imperial'!H50,\"\"))))))))","v":""}]
[null,{"$f":"IF($F$11=\"Contactor 100HD\",'100HD-Imperial'!A51,IF($F$11=\"Recharger 150XLHD\",'150XLHD-Imperial'!A51,IF($F$11=\"Recharger 280HD\",'280HD-Imperial'!A51,IF($F$11=\"Recharger 330XLHD\",'330XLHD-Imperial'!A51,IF($F$11=\"Recharger 902HD\",'902HD-Imperial'!A51,IF($F$11=\"Contactor Field Drain C-4HD\",'C-4HD-Imperial'!A51,IF($F$11=\"Recharger 180HD\",'180HD-Imperial'!A51,IF($F$11='Chamber Images'!$A$9,'360HD-Imperial'!A51))))))))","v":33},838.19999999999993,{"$f":"IF($F$11=\"Contactor 100HD\",'100HD-Imperial'!D51,IF($F$11=\"Recharger 150XLHD\",'150XLHD-Imperial'!D51,IF($F$11=\"Recharger 280HD\",'280HD-Imperial'!D51,IF($F$11=\"Recharger 330XLHD\",'330XLHD-Imperial'!D51,IF($F$11=\"Recharger 902HD\",'902HD-Imperial'!G51,IF($F$11=\"Contactor Field Drain C-4HD\",'C-4HD-Imperial'!C51,IF($F$11=\"Recharger 180HD\",'180HD-Imperial'!D51,IF($F$11='Chamber Images'!$A$9,'360HD-Imperial'!G51,0))))))))","v":144.66885880077368},4.0965591408897479,{"$f":"IF($F$11=\"Contactor 100HD\",'100HD-Imperial'!E51,IF($F$11=\"Recharger 150XLHD\",'150XLHD-Imperial'!E51,IF($F$11=\"Recharger 280HD\",'280HD-Imperial'!E51,IF($F$11=\"Recharger 330XLHD\",'330XLHD-Imperial'!E51,IF($F$11=\"Recharger 902HD\",'902HD-Imperial'!H51,IF($F$11=\"Recharger 180HD\",'180HD-Imperial'!C51,IF($F$11='Chamber Images'!$A$9,'360HD-Imperial'!H51,\"\")))))))","v":0},0,{"$f":"IF($F$11=\"Contactor 100HD\",'100HD-Imperial'!F51,IF($F$11=\"Recharger 150XLHD\",'150XLHD-Imperial'!F51,IF($F$11=\"Recharger 280HD\",'280HD-Imperial'!F51,IF($F$11=\"Recharger 330XLHD\",'330XLHD-Imperial'!F51,IF($F$11=\"Recharger 902HD\",'902HD-Imperial'!I51,IF($F$11=\"Contactor Field Drain C-4HD\",'C-4HD-Imperial'!D51,IF($F$11=\"Recharger 180HD\",'180HD-Imperial'!F51,IF($F$11='Chamber Images'!$A$9,'360HD-Imperial'!I51,0))))))))","v":34.389545368579405},0.97380187829298925,{"$f":"IF($F$11=\"Contactor 100HD\",'100HD-Imperial'!G51,IF($F$11=\"Recharger 150XLHD\",'150XLHD-Imperial'!G51,IF($F$11=\"Recharger 280HD\",'280HD-Imperial'!G51,IF($F$11=\"Recharger 330XLHD\",'330XLHD-Imperial'!G51,IF($F$11=\"Recharger 902HD\",'902HD-Imperial'!J51,IF($F$11=\"Contactor Field Drain C-4HD\",'C-4HD-Imperial'!E51,IF($F$11=\"Recharger 180HD\",'180HD-Imperial'!G51,IF($F$11='Chamber Images'!$A$9,'360HD-Imperial'!J51,0))))))))","v":179.05840416935308},5.0703610191827373,{"$f":"IF($F$11=\"Contactor 100HD\",'100HD-Imperial'!H51,IF($F$11=\"Recharger 150XLHD\",'150XLHD-Imperial'!H51,IF($F$11=\"Recharger 280HD\",'280HD-Imperial'!H51,IF($F$11=\"Recharger 330XLHD\",'330XLHD-Imperial'!H51,IF($F$11=\"Recharger 902HD\",'902HD-Imperial'!K51,IF($F$11=\"Contactor Field Drain C-4HD\",'C-4HD-Imperial'!F51,IF($F$11=\"Recharger 180HD\",'180HD-Imperial'!H51,IF($F$11='Chamber Images'!$A$9,'360HD-Imperial'!K51,0))))))))","v":5317.8153023855575},150.58351235459136,{"$f":"IF($F$11=\"Contactor 100HD\",'100HD-Imperial'!I51,IF($F$11=\"Recharger 150XLHD\",'150XLHD-Imperial'!I51,IF($F$11=\"Recharger 280HD\",'280HD-Imperial'!I51,IF($F$11=\"Recharger 330XLHD\",'330XLHD-Imperial'!I51,IF($F$11=\"Recharger 902HD\",'902HD-Imperial'!L51,IF($F$11=\"Contactor Field Drain C-4HD\",'C-4HD-Imperial'!G51,IF($F$11=\"Recharger 180HD\",'180HD-Imperial'!I51,IF($F$11='Chamber Images'!$A$9,'360HD-Imperial'!L51,0))))))))","v":2.75},0.83819999999999995,{"$f":"IF($F$11=\"Contactor 100HD\",'100HD-Imperial'!J51,IF($F$11=\"Recharger 150XLHD\",'150XLHD-Imperial'!J51,IF($F$11=\"Recharger 280HD\",'280HD-Imperial'!J51,IF($F$11=\"Recharger 330XLHD\",'330XLHD-Imperial'!J51,IF($F$11=\"Recharger 902HD\",'902HD-Imperial'!M51,IF($F$11=\"Recharger 180HD\",'180HD-Imperial'!J51,IF($F$11='Chamber Images'!$A$9,'360HD-Imperial'!M51,IF($F$11='Chamber Images'!A37,'C-4HD-Imperial'!H51,\"\"))))))))","v":""}]
[null,{"$f":"IF($F$11=\"Contactor 100HD\",'100HD-Imperial'!A52,IF($F$11=\"Recharger 150XLHD\",'150XLHD-Imperial'!A52,IF($F$11=\"Recharger 280HD\",'280HD-Imperial'!A52,IF($F$11=\"Recharger 330XLHD\",'330XLHD-Imperial'!A52,IF($F$11=\"Recharger 902HD\",'902HD-Imperial'!A52,IF($F$11=\"Contactor Field Drain C-4HD\",'C-4HD-Imperial'!A52,IF($F$11=\"Recharger 180HD\",'180HD-Imperial'!A52,IF($F$11='Chamber Images'!$A$9,'360HD-Imperial'!A52))))))))","v":32},812.8,{"$f":"IF($F$11=\"Contactor 100HD\",'100HD-Imperial'!D52,IF($F$11=\"Recharger 150XLHD\",'150XLHD-Imperial'!D52,IF($F$11=\"Recharger 280HD\",'280HD-Imperial'!D52,IF($F$11=\"Recharger 330XLHD\",'330XLHD-Imperial'!D52,IF($F$11=\"Recharger 902HD\",'902HD-Imperial'!G52,IF($F$11=\"Contactor Field Drain C-4HD\",'C-4HD-Imperial'!C52,IF($F$11=\"Recharger 180HD\",'180HD-Imperial'!D52,IF($F$11='Chamber Images'!$A$9,'360HD-Imperial'!G52,0))))))))","v":144.66885880077368},4.0965591408897479,{"$f":"IF($F$11=\"Contactor 100HD\",'100HD-Imperial'!E52,IF($F$11=\"Recharger 150XLHD\",'150XLHD-Imperial'!E52,IF($F$11=\"Recharger 280HD\",'280HD-Imperial'!E52,IF($F$11=\"Recharger 330XLHD\",'330XLHD-Imperial'!E52,IF($F$11=\"Recharger 902HD\",'902HD-Imperial'!H52,IF($F$11=\"Recharger 180HD\",'180HD-Imperial'!C52,IF($F$11='Chamber Images'!$A$9,'360HD-Imperial'!H52,\"\")))))))","v":0},0,{"$f":"IF($F$11=\"Contactor 100HD\",'100HD-Imperial'!F52,IF($F$11=\"Recharger 150XLHD\",'150XLHD-Imperial'!F52,IF($F$11=\"Recharger 280HD\",'280HD-Imperial'!F52,IF($F$11=\"Recharger 330XLHD\",'330XLHD-Imperial'!F52,IF($F$11=\"Recharger 902HD\",'902HD-Imperial'!I52,IF($F$11=\"Contactor Field Drain C-4HD\",'C-4HD-Imperial'!D52,IF($F$11=\"Recharger 180HD\",'180HD-Imperial'!F52,IF($F$11='Chamber Images'!$A$9,'360HD-Imperial'!I52,0))))))))","v":34.389545368579405},0.97380187829298925,{"$f":"IF($F$11=\"Contactor 100HD\",'100HD-Imperial'!G52,IF($F$11=\"Recharger 150XLHD\",'150XLHD-Imperial'!G52,IF($F$11=\"Recharger 280HD\",'280HD-Imperial'!G52,IF($F$11=\"Recharger 330XLHD\",'330XLHD-Imperial'!G52,IF($F$11=\"Recharger 902HD\",'902HD-Imperial'!J52,IF($F$11=\"Contactor Field Drain C-4HD\",'C-4HD-Imperial'!E52,IF($F$11=\"Recharger 180HD\",'180HD-Imperial'!G52,IF($F$11='Chamber Images'!$A$9,'360HD-Imperial'!J52,0))))))))","v":179.05840416935308},5.0703610191827373,{"$f":"IF($F$11=\"Contactor 100HD\",'100HD-Imperial'!H52,IF($F$11=\"Recharger 150XLHD\",'150XLHD-Imperial'!H52,IF($F$11=\"Recharger 280HD\",'280HD-Imperial'!H52,IF($F$11=\"Recharger 330XLHD\",'330XLHD-Imperial'!H52,IF($F$11=\"Recharger 902HD\",'902HD-Imperial'!K52,IF($F$11=\"Contactor Field Drain C-4HD\",'C-4HD-Imperial'!F52,IF($F$11=\"Recharger 180HD\",'180HD-Imperial'!H52,IF($F$11='Chamber Images'!$A$9,'360HD-Imperial'!K52,0))))))))","v":5138.7568982162047},145.51315133540862,{"$f":"IF($F$11=\"Contactor 100HD\",'100HD-Imperial'!I52,IF($F$11=\"Recharger 150XLHD\",'150XLHD-Imperial'!I52,IF($F$11=\"Recharger 280HD\",'280HD-Imperial'!I52,IF($F$11=\"Recharger 330XLHD\",'330XLHD-Imperial'!I52,IF($F$11=\"Recharger 902HD\",'902HD-Imperial'!L52,IF($F$11=\"Contactor Field Drain C-4HD\",'C-4HD-Imperial'!G52,IF($F$11=\"Recharger 180HD\",'180HD-Imperial'!I52,IF($F$11='Chamber Images'!$A$9,'360HD-Imperial'!L52,0))))))))","v":2.67},0.81279999999999997,{"$f":"IF($F$11=\"Contactor 100HD\",'100HD-Imperial'!J52,IF($F$11=\"Recharger 150XLHD\",'150XLHD-Imperial'!J52,IF($F$11=\"Recharger 280HD\",'280HD-Imperial'!J52,IF($F$11=\"Recharger 330XLHD\",'330XLHD-Imperial'!J52,IF($F$11=\"Recharger 902HD\",'902HD-Imperial'!M52,IF($F$11=\"Recharger 180HD\",'180HD-Imperial'!J52,IF($F$11='Chamber Images'!$A$9,'360HD-Imperial'!M52,IF($F$11='Chamber Images'!A38,'C-4HD-Imperial'!H52,\"\"))))))))","v":""}]
[null,{"$f":"IF($F$11=\"Contactor 100HD\",'100HD-Imperial'!A53,IF($F$11=\"Recharger 150XLHD\",'150XLHD-Imperial'!A53,IF($F$11=\"Recharger 280HD\",'280HD-Imperial'!A53,IF($F$11=\"Recharger 330XLHD\",'330XLHD-Imperial'!A53,IF($F$11=\"Recharger 902HD\",'902HD-Imperial'!A53,IF($F$11=\"Contactor Field Drain C-4HD\",'C-4HD-Imperial'!A53,IF($F$11=\"Recharger 180HD\",'180HD-Imperial'!A53,IF($F$11='Chamber Images'!$A$9,'360HD-Imperial'!A53))))))))","v":31},787.4,{"$f":"IF($F$11=\"Contactor 100HD\",'100HD-Imperial'!D53,IF($F$11=\"Recharger 150XLHD\",'150XLHD-Imperial'!D53,IF($F$11=\"Recharger 280HD\",'280HD-Imperial'!D53,IF($F$11=\"Recharger 330XLHD\",'330XLHD-Imperial'!D53,IF($F$11=\"Recharger 902HD\",'902HD-Imperial'!G53,IF($F$11=\"Contactor Field Drain C-4HD\",'C-4HD-Imperial'!C53,IF($F$11=\"Recharger 180HD\",'180HD-Imperial'!D53,IF($F$11='Chamber Images'!$A$9,'360HD-Imperial'!G53,0))))))))","v":144.72700193423597},4.0982055683713732,{"$f":"IF($F$11=\"Contactor 100HD\",'100HD-Imperial'!E53,IF($F$11=\"Recharger 150XLHD\",'150XLHD-Imperial'!E53,IF($F$11=\"Recharger 280HD\",'280HD-Imperial'!E53,IF($F$11=\"Recharger 330XLHD\",'330XLHD-Imperial'!E53,IF($F$11=\"Recharger 902HD\",'902HD-Imperial'!H53,IF($F$11=\"Recharger 180HD\",'180HD-Imperial'!C53,IF($F$11='Chamber Images'!$A$9,'360HD-Imperial'!H53,\"\")))))))","v":0},0,{"$f":"IF($F$11=\"Contactor 100HD\",'100HD-Imperial'!F53,IF($F$11=\"Recharger 150XLHD\",'150XLHD-Imperial'!F53,IF($F$11=\"Recharger 280HD\",'280HD-Imperial'!F53,IF($F$11=\"Recharger 330XLHD\",'330XLHD-Imperial'!F53,IF($F$11=\"Recharger 902HD\",'902HD-Imperial'!I53,IF($F$11=\"Contactor Field Drain C-4HD\",'C-4HD-Imperial'!D53,IF($F$11=\"Recharger 180HD\",'180HD-Imperial'!F53,IF($F$11='Chamber Images'!$A$9,'360HD-Imperial'!I53,0))))))))","v":34.366288115194493},0.97314330730033938,{"$f":"IF($F$11=\"Contactor 100HD\",'100HD-Imperial'!G53,IF($F$11=\"Recharger 150XLHD\",'150XLHD-Imperial'!G53,IF($F$11=\"Recharger 280HD\",'280HD-Imperial'!G53,IF($F$11=\"Recharger 330XLHD\",'330XLHD-Imperial'!G53,IF($F$11=\"Recharger 902HD\",'902HD-Imperial'!J53,IF($F$11=\"Contactor Field Drain C-4HD\",'C-4HD-Imperial'!E53,IF($F$11=\"Recharger 180HD\",'180HD-Imperial'!G53,IF($F$11='Chamber Images'!$A$9,'360HD-Imperial'!J53,0))))))))","v":179.09329004943046},5.0713488756717124,{"$f":"IF($F$11=\"Contactor 100HD\",'100HD-Imperial'!H53,IF($F$11=\"Recharger 150XLHD\",'150XLHD-Imperial'!H53,IF($F$11=\"Recharger 280HD\",'280HD-Imperial'!H53,IF($F$11=\"Recharger 330XLHD\",'330XLHD-Imperial'!H53,IF($F$11=\"Recharger 902HD\",'902HD-Imperial'!K53,IF($F$11=\"Contactor Field Drain C-4HD\",'C-4HD-Imperial'!F53,IF($F$11=\"Recharger 180HD\",'180HD-Imperial'!H53,IF($F$11='Chamber Images'!$A$9,'360HD-Imperial'!K53,0))))))))","v":4959.6984940468519},140.44279031622588,{"$f":"IF($F$11=\"Contactor 100HD\",'100HD-Imperial'!I53,IF($F$11=\"Recharger 150XLHD\",'150XLHD-Imperial'!I53,IF($F$11=\"Recharger 280HD\",'280HD-Imperial'!I53,IF($F$11=\"Recharger 330XLHD\",'330XLHD-Imperial'!I53,IF($F$11=\"Recharger 902HD\",'902HD-Imperial'!L53,IF($F$11=\"Contactor Field Drain C-4HD\",'C-4HD-Imperial'!G53,IF($F$11=\"Recharger 180HD\",'180HD-Imperial'!I53,IF($F$11='Chamber Images'!$A$9,'360HD-Imperial'!L53,0))))))))","v":2.58},0.78739999999999999,{"$f":"IF($F$11=\"Contactor 100HD\",'100HD-Imperial'!J53,IF($F$11=\"Recharger 150XLHD\",'150XLHD-Imperial'!J53,IF($F$11=\"Recharger 280HD\",'280HD-Imperial'!J53,IF($F$11=\"Recharger 330XLHD\",'330XLHD-Imperial'!J53,IF($F$11=\"Recharger 902HD\",'902HD-Imperial'!M53,IF($F$11=\"Recharger 180HD\",'180HD-Imperial'!J53,IF($F$11='Chamber Images'!$A$9,'360HD-Imperial'!M53,IF($F$11='Chamber Images'!A39,'C-4HD-Imperial'!H53,\"\"))))))))","v":""}]
[null,{"$f":"IF($F$11=\"Contactor 100HD\",'100HD-Imperial'!A54,IF($F$11=\"Recharger 150XLHD\",'150XLHD-Imperial'!A54,IF($F$11=\"Recharger 280HD\",'280HD-Imperial'!A54,IF($F$11=\"Recharger 330XLHD\",'330XLHD-Imperial'!A54,IF($F$11=\"Recharger 902HD\",'902HD-Imperial'!A54,IF($F$11=\"Contactor Field Drain C-4HD\",'C-4HD-Imperial'!A54,IF($F$11=\"Recharger 180HD\",'180HD-Imperial'!A54,IF($F$11='Chamber Images'!$A$9,'360HD-Imperial'!A54))))))))","v":30},762,{"$f":"IF($F$11=\"Contactor 100HD\",'100HD-Imperial'!D54,IF($F$11=\"Recharger 150XLHD\",'150XLHD-Imperial'!D54,IF($F$11=\"Recharger 280HD\",'280HD-Imperial'!D54,IF($F$11=\"Recharger 330XLHD\",'330XLHD-Imperial'!D54,IF($F$11=\"Recharger 902HD\",'902HD-Imperial'!G54,IF($F$11=\"Contactor Field Drain C-4HD\",'C-4HD-Imperial'!C54,IF($F$11=\"Recharger 180HD\",'180HD-Imperial'!D54,IF($F$11='Chamber Images'!$A$9,'360HD-Imperial'!G54,0))))))))","v":148.18885880077369},4.196234276889748,{"$f":"IF($F$11=\"Contactor 100HD\",'100HD-Imperial'!E54,IF($F$11=\"Recharger 150XLHD\",'150XLHD-Imperial'!E54,IF($F$11=\"Recharger 280HD\",'280HD-Imperial'!E54,IF($F$11=\"Recharger 330XLHD\",'330XLHD-Imperial'!E54,IF($F$11=\"Recharger 902HD\",'902HD-Imperial'!H54,IF($F$11=\"Recharger 180HD\",'180HD-Imperial'!C54,IF($F$11='Chamber Images'!$A$9,'360HD-Imperial'!H54,\"\")))))))","v":0},0,{"$f":"IF($F$11=\"Contactor 100HD\",'100HD-Imperial'!F54,IF($F$11=\"Recharger 150XLHD\",'150XLHD-Imperial'!F54,IF($F$11=\"Recharger 280HD\",'280HD-Imperial'!F54,IF($F$11=\"Recharger 330XLHD\",'330XLHD-Imperial'!F54,IF($F$11=\"Recharger 902HD\",'902HD-Imperial'!I54,IF($F$11=\"Contactor Field Drain C-4HD\",'C-4HD-Imperial'!D54,IF($F$11=\"Recharger 180HD\",'180HD-Imperial'!F54,IF($F$11='Chamber Images'!$A$9,'360HD-Imperial'!I54,0))))))))","v":32.981545368579404},0.93393182389298923,{"$f":"IF($F$11=\"Contactor 100HD\",'100HD-Imperial'!G54,IF($F$11=\"Recharger 150XLHD\",'150XLHD-Imperial'!G54,IF($F$11=\"Recharger 280HD\",'280HD-Imperial'!G54,IF($F$11=\"Recharger 330XLHD\",'330XLHD-Imperial'!G54,IF($F$11=\"Recharger 902HD\",'902HD-Imperial'!J54,IF($F$11=\"Contactor Field Drain C-4HD\",'C-4HD-Imperial'!E54,IF($F$11=\"Recharger 180HD\",'180HD-Imperial'!G54,IF($F$11='Chamber Images'!$A$9,'360HD-Imperial'!J54,0))))))))","v":181.17040416935311},5.1301661007827377,{"$f":"IF($F$11=\"Contactor 100HD\",'100HD-Imperial'!H54,IF($F$11=\"Recharger 150XLHD\",'150XLHD-Imperial'!H54,IF($F$11=\"Recharger 280HD\",'280HD-Imperial'!H54,IF($F$11=\"Recharger 330XLHD\",'330XLHD-Imperial'!H54,IF($F$11=\"Recharger 902HD\",'902HD-Imperial'!K54,IF($F$11=\"Contactor Field Drain C-4HD\",'C-4HD-Imperial'!F54,IF($F$11=\"Recharger 180HD\",'180HD-Imperial'!H54,IF($F$11='Chamber Images'!$A$9,'360HD-Imperial'!K54,0))))))))","v":4780.6052039974211},135.37144144055418,{"$f":"IF($F$11=\"Contactor 100HD\",'100HD-Imperial'!I54,IF($F$11=\"Recharger 150XLHD\",'150XLHD-Imperial'!I54,IF($F$11=\"Recharger 280HD\",'280HD-Imperial'!I54,IF($F$11=\"Recharger 330XLHD\",'330XLHD-Imperial'!I54,IF($F$11=\"Recharger 902HD\",'902HD-Imperial'!L54,IF($F$11=\"Contactor Field Drain C-4HD\",'C-4HD-Imperial'!G54,IF($F$11=\"Recharger 180HD\",'180HD-Imperial'!I54,IF($F$11='Chamber Images'!$A$9,'360HD-Imperial'!L54,0))))))))","v":2.5},0.76200000000000001,{"$f":"IF($F$11=\"Contactor 100HD\",'100HD-Imperial'!J54,IF($F$11=\"Recharger 150XLHD\",'150XLHD-Imperial'!J54,IF($F$11=\"Recharger 280HD\",'280HD-Imperial'!J54,IF($F$11=\"Recharger 330XLHD\",'330XLHD-Imperial'!J54,IF($F$11=\"Recharger 902HD\",'902HD-Imperial'!M54,IF($F$11=\"Recharger 180HD\",'180HD-Imperial'!J54,IF($F$11='Chamber Images'!$A$9,'360HD-Imperial'!M54,IF($F$11='Chamber Images'!A40,'C-4HD-Imperial'!H54,\"\"))))))))","v":""}]
[null,{"$f":"IF($F$11=\"Contactor 100HD\",'100HD-Imperial'!A55,IF($F$11=\"Recharger 150XLHD\",'150XLHD-Imperial'!A55,IF($F$11=\"Recharger 280HD\",'280HD-Imperial'!A55,IF($F$11=\"Recharger 330XLHD\",'330XLHD-Imperial'!A55,IF($F$11=\"Recharger 902HD\",'902HD-Imperial'!A55,IF($F$11=\"Contactor Field Drain C-4HD\",'C-4HD-Imperial'!A55,IF($F$11=\"Recharger 180HD\",'180HD-Imperial'!A55,IF($F$11='Chamber Images'!$A$9,'360HD-Imperial'!A55))))))))","v":29},736.59999999999991,{"$f":"IF($F$11=\"Contactor 100HD\",'100HD-Imperial'!D55,IF($F$11=\"Recharger 150XLHD\",'150XLHD-Imperial'!D55,IF($F$11=\"Recharger 280HD\",'280HD-Imperial'!D55,IF($F$11=\"Recharger 330XLHD\",'330XLHD-Imperial'!D55,IF($F$11=\"Recharger 902HD\",'902HD-Imperial'!G55,IF($F$11=\"Contactor Field Drain C-4HD\",'C-4HD-Imperial'!C55,IF($F$11=\"Recharger 180HD\",'180HD-Imperial'!D55,IF($F$11='Chamber Images'!$A$9,'360HD-Imperial'!G55,0))))))))","v":148.18885880077369},4.196234276889748,{"$f":"IF($F$11=\"Contactor 100HD\",'100HD-Imperial'!E55,IF($F$11=\"Recharger 150XLHD\",'150XLHD-Imperial'!E55,IF($F$11=\"Recharger 280HD\",'280HD-Imperial'!E55,IF($F$11=\"Recharger 330XLHD\",'330XLHD-Imperial'!E55,IF($F$11=\"Recharger 902HD\",'902HD-Imperial'!H55,IF($F$11=\"Recharger 180HD\",'180HD-Imperial'!C55,IF($F$11='Chamber Images'!$A$9,'360HD-Imperial'!H55,\"\")))))))","v":0},0,{"$f":"IF($F$11=\"Contactor 100HD\",'100HD-Imperial'!F55,IF($F$11=\"Recharger 150XLHD\",'150XLHD-Imperial'!F55,IF($F$11=\"Recharger 280HD\",'280HD-Imperial'!F55,IF($F$11=\"Recharger 330XLHD\",'330XLHD-Imperial'!F55,IF($F$11=\"Recharger 902HD\",'902HD-Imperial'!I55,IF($F$11=\"Contactor Field Drain C-4HD\",'C-4HD-Imperial'!D55,IF($F$11=\"Recharger 180HD\",'180HD-Imperial'!F55,IF($F$11='Chamber Images'!$A$9,'360HD-Imperial'!I55,0))))))))","v":32.981545368579404},0.93393182389298923,{"$f":"IF($F$11=\"Contactor 100HD\",'100HD-Imperial'!G55,IF($F$11=\"Recharger 150XLHD\",'150XLHD-Imperial'!G55,IF($F$11=\"Recharger 280HD\",'280HD-Imperial'!G55,IF($F$11=\"Recharger 330XLHD\",'330XLHD-Imperial'!G55,IF($F$11=\"Recharger 902HD\",'902HD-Imperial'!J55,IF($F$11=\"Contactor Field Drain C-4HD\",'C-4HD-Imperial'!E55,IF($F$11=\"Recharger 180HD\",'180HD-Imperial'!G55,IF($F$11='Chamber Images'!$A$9,'360HD-Imperial'!J55,0))))))))","v":181.17040416935311},5.1301661007827377,{"$f":"IF($F$11=\"Contactor 100HD\",'100HD-Imperial'!H55,IF($F$11=\"Recharger 150XLHD\",'150XLHD-Imperial'!H55,IF($F$11=\"Recharger 280HD\",'280HD-Imperial'!H55,IF($F$11=\"Recharger 330XLHD\",'330XLHD-Imperial'!H55,IF($F$11=\"Recharger 902HD\",'902HD-Imperial'!K55,IF($F$11=\"Contactor Field Drain C-4HD\",'C-4HD-Imperial'!F55,IF($F$11=\"Recharger 180HD\",'180HD-Imperial'!H55,IF($F$11='Chamber Images'!$A$9,'360HD-Imperial'!K55,0))))))))","v":4599.4347998280682},130.24127533977145,{"$f":"IF($F$11=\"Contactor 100HD\",'100HD-Imperial'!I55,IF($F$11=\"Recharger 150XLHD\",'150XLHD-Imperial'!I55,IF($F$11=\"Recharger 280HD\",'280HD-Imperial'!I55,IF($F$11=\"Recharger 330XLHD\",'330XLHD-Imperial'!I55,IF($F$11=\"Recharger 902HD\",'902HD-Imperial'!L55,IF($F$11=\"Contactor Field Drain C-4HD\",'C-4HD-Imperial'!G55,IF($F$11=\"Recharger 180HD\",'180HD-Imperial'!I55,IF($F$11='Chamber Images'!$A$9,'360HD-Imperial'!L55,0))))))))","v":2.42},0.73659999999999992,{"$f":"IF($F$11=\"Contactor 100HD\",'100HD-Imperial'!J55,IF($F$11=\"Recharger 150XLHD\",'150XLHD-Imperial'!J55,IF($F$11=\"Recharger 280HD\",'280HD-Imperial'!J55,IF($F$11=\"Recharger 330XLHD\",'330XLHD-Imperial'!J55,IF($F$11=\"Recharger 902HD\",'902HD-Imperial'!M55,IF($F$11=\"Recharger 180HD\",'180HD-Imperial'!J55,IF($F$11='Chamber Images'!$A$9,'360HD-Imperial'!M55,IF($F$11='Chamber Images'!A41,'C-4HD-Imperial'!H55,\"\"))))))))","v":""}]
[null,{"$f":"IF($F$11=\"Contactor 100HD\",'100HD-Imperial'!A56,IF($F$11=\"Recharger 150XLHD\",'150XLHD-Imperial'!A56,IF($F$11=\"Recharger 280HD\",'280HD-Imperial'!A56,IF($F$11=\"Recharger 330XLHD\",'330XLHD-Imperial'!A56,IF($F$11=\"Recharger 902HD\",'902HD-Imperial'!A56,IF($F$11=\"Contactor Field Drain C-4HD\",'C-4HD-Imperial'!A56,IF($F$11=\"Recharger 180HD\",'180HD-Imperial'!A56,IF($F$11='Chamber Images'!$A$9,'360HD-Imperial'!A56))))))))","v":28},711.19999999999993,{"$f":"IF($F$11=\"Contactor 100HD\",'100HD-Imperial'!D56,IF($F$11=\"Recharger 150XLHD\",'150XLHD-Imperial'!D56,IF($F$11=\"Recharger 280HD\",'280HD-Imperial'!D56,IF($F$11=\"Recharger 330XLHD\",'330XLHD-Imperial'!D56,IF($F$11=\"Recharger 902HD\",'902HD-Imperial'!G56,IF($F$11=\"Contactor Field Drain C-4HD\",'C-4HD-Imperial'!C56,IF($F$11=\"Recharger 180HD\",'180HD-Imperial'!D56,IF($F$11='Chamber Images'!$A$9,'360HD-Imperial'!G56,0))))))))","v":148.18885880077369},4.196234276889748,{"$f":"IF($F$11=\"Contactor 100HD\",'100HD-Imperial'!E56,IF($F$11=\"Recharger 150XLHD\",'150XLHD-Imperial'!E56,IF($F$11=\"Recharger 280HD\",'280HD-Imperial'!E56,IF($F$11=\"Recharger 330XLHD\",'330XLHD-Imperial'!E56,IF($F$11=\"Recharger 902HD\",'902HD-Imperial'!H56,IF($F$11=\"Recharger 180HD\",'180HD-Imperial'!C56,IF($F$11='Chamber Images'!$A$9,'360HD-Imperial'!H56,\"\")))))))","v":0},0,{"$f":"IF($F$11=\"Contactor 100HD\",'100HD-Imperial'!F56,IF($F$11=\"Recharger 150XLHD\",'150XLHD-Imperial'!F56,IF($F$11=\"Recharger 280HD\",'280HD-Imperial'!F56,IF($F$11=\"Recharger 330XLHD\",'330XLHD-Imperial'!F56,IF($F$11=\"Recharger 902HD\",'902HD-Imperial'!I56,IF($F$11=\"Contactor Field Drain C-4HD\",'C-4HD-Imperial'!D56,IF($F$11=\"Recharger 180HD\",'180HD-Imperial'!F56,IF($F$11='Chamber Images'!$A$9,'360HD-Imperial'!I56,0))))))))","v":32.981545368579404},0.93393182389298923,{"$f":"IF($F$11=\"Contactor 100HD\",'100HD-Imperial'!G56,IF($F$11=\"Recharger 150XLHD\",'150XLHD-Imperial'!G56,IF($F$11=\"Recharger 280HD\",'280HD-Imperial'!G56,IF($F$11=\"Recharger 330XLHD\",'330XLHD-Imperial'!G56,IF($F$11=\"Recharger 902HD\",'902HD-Imperial'!J56,IF($F$11=\"Contactor Field Drain C-4HD\",'C-4HD-Imperial'!E56,IF($F$11=\"Recharger 180HD\",'180HD-Imperial'!G56,IF($F$11='Chamber Images'!$A$9,'360HD-Imperial'!J56,0))))))))","v":181.17040416935311},5.1301661007827377,{"$f":"IF($F$11=\"Contactor 100HD\",'100HD-Imperial'!H56,IF($F$11=\"Recharger 150XLHD\",'150XLHD-Imperial'!H56,IF($F$11=\"Recharger 280HD\",'280HD-Imperial'!H56,IF($F$11=\"Recharger 330XLHD\",'330XLHD-Imperial'!H56,IF($F$11=\"Recharger 902HD\",'902HD-Imperial'!K56,IF($F$11=\"Contactor Field Drain C-4HD\",'C-4HD-Imperial'!F56,IF($F$11=\"Recharger 180HD\",'180HD-Imperial'!H56,IF($F$11='Chamber Images'!$A$9,'360HD-Imperial'!K56,0))))))))","v":4418.2643956587153},125.1111092389887,{"$f":"IF($F$11=\"Contactor 100HD\",'100HD-Imperial'!I56,IF($F$11=\"Recharger 150XLHD\",'150XLHD-Imperial'!I56,IF($F$11=\"Recharger 280HD\",'280HD-Imperial'!I56,IF($F$11=\"Recharger 330XLHD\",'330XLHD-Imperial'!I56,IF($F$11=\"Recharger 902HD\",'902HD-Imperial'!L56,IF($F$11=\"Contactor Field Drain C-4HD\",'C-4HD-Imperial'!G56,IF($F$11=\"Recharger 180HD\",'180HD-Imperial'!I56,IF($F$11='Chamber Images'!$A$9,'360HD-Imperial'!L56,0))))))))","v":2.33},0.71119999999999994,{"$f":"IF($F$11=\"Contactor 100HD\",'100HD-Imperial'!J56,IF($F$11=\"Recharger 150XLHD\",'150XLHD-Imperial'!J56,IF($F$11=\"Recharger 280HD\",'280HD-Imperial'!J56,IF($F$11=\"Recharger 330XLHD\",'330XLHD-Imperial'!J56,IF($F$11=\"Recharger 902HD\",'902HD-Imperial'!M56,IF($F$11=\"Recharger 180HD\",'180HD-Imperial'!J56,IF($F$11='Chamber Images'!$A$9,'360HD-Imperial'!M56,IF($F$11='Chamber Images'!A42,'C-4HD-Imperial'!H56,\"\"))))))))","v":""}]
[null,{"$f":"IF($F$11=\"Contactor 100HD\",'100HD-Imperial'!A57,IF($F$11=\"Recharger 150XLHD\",'150XLHD-Imperial'!A57,IF($F$11=\"Recharger 280HD\",'280HD-Imperial'!A57,IF($F$11=\"Recharger 330XLHD\",'330XLHD-Imperial'!A57,IF($F$11=\"Recharger 902HD\",'902HD-Imperial'!A57,IF($F$11=\"Contactor Field Drain C-4HD\",'C-4HD-Imperial'!A57,IF($F$11=\"Recharger 180HD\",'180HD-Imperial'!A57,IF($F$11='Chamber Images'!$A$9,'360HD-Imperial'!A57))))))))","v":27},685.8,{"$f":"IF($F$11=\"Contactor 100HD\",'100HD-Imperial'!D57,IF($F$11=\"Recharger 150XLHD\",'150XLHD-Imperial'!D57,IF($F$11=\"Recharger 280HD\",'280HD-Imperial'!D57,IF($F$11=\"Recharger 330XLHD\",'330XLHD-Imperial'!D57,IF($F$11=\"Recharger 902HD\",'902HD-Imperial'!G57,IF($F$11=\"Contactor Field Drain C-4HD\",'C-4HD-Imperial'!C57,IF($F$11=\"Recharger 180HD\",'180HD-Imperial'!D57,IF($F$11='Chamber Images'!$A$9,'360HD-Imperial'!G57,0))))))))","v":151.70885880077367},4.2959094128897481,{"$f":"IF($F$11=\"Contactor 100HD\",'100HD-Imperial'!E57,IF($F$11=\"Recharger 150XLHD\",'150XLHD-Imperial'!E57,IF($F$11=\"Recharger 280HD\",'280HD-Imperial'!E57,IF($F$11=\"Recharger 330XLHD\",'330XLHD-Imperial'!E57,IF($F$11=\"Recharger 902HD\",'902HD-Imperial'!H57,IF($F$11=\"Recharger 180HD\",'180HD-Imperial'!C57,IF($F$11='Chamber Images'!$A$9,'360HD-Imperial'!H57,\"\")))))))","v":0},0,{"$f":"IF($F$11=\"Contactor 100HD\",'100HD-Imperial'!F57,IF($F$11=\"Recharger 150XLHD\",'150XLHD-Imperial'!F57,IF($F$11=\"Recharger 280HD\",'280HD-Imperial'!F57,IF($F$11=\"Recharger 330XLHD\",'330XLHD-Imperial'!F57,IF($F$11=\"Recharger 902HD\",'902HD-Imperial'!I57,IF($F$11=\"Contactor Field Drain C-4HD\",'C-4HD-Imperial'!D57,IF($F$11=\"Recharger 180HD\",'180HD-Imperial'!F57,IF($F$11='Chamber Images'!$A$9,'360HD-Imperial'!I57,0))))))))","v":31.57354536857941},0.89406176949298943,{"$f":"IF($F$11=\"Contactor 100HD\",'100HD-Imperial'!G57,IF($F$11=\"Recharger 150XLHD\",'150XLHD-Imperial'!G57,IF($F$11=\"Recharger 280HD\",'280HD-Imperial'!G57,IF($F$11=\"Recharger 330XLHD\",'330XLHD-Imperial'!G57,IF($F$11=\"Recharger 902HD\",'902HD-Imperial'!J57,IF($F$11=\"Contactor Field Drain C-4HD\",'C-4HD-Imperial'!E57,IF($F$11=\"Recharger 180HD\",'180HD-Imperial'!G57,IF($F$11='Chamber Images'!$A$9,'360HD-Imperial'!J57,0))))))))","v":183.28240416935307},5.1899711823827372,{"$f":"IF($F$11=\"Contactor 100HD\",'100HD-Imperial'!H57,IF($F$11=\"Recharger 150XLHD\",'150XLHD-Imperial'!H57,IF($F$11=\"Recharger 280HD\",'280HD-Imperial'!H57,IF($F$11=\"Recharger 330XLHD\",'330XLHD-Imperial'!H57,IF($F$11=\"Recharger 902HD\",'902HD-Imperial'!K57,IF($F$11=\"Contactor Field Drain C-4HD\",'C-4HD-Imperial'!F57,IF($F$11=\"Recharger 180HD\",'180HD-Imperial'!H57,IF($F$11='Chamber Images'!$A$9,'360HD-Imperial'!K57,0))))))))","v":4237.0939914893625},119.98094313820597,{"$f":"IF($F$11=\"Contactor 100HD\",'100HD-Imperial'!I57,IF($F$11=\"Recharger 150XLHD\",'150XLHD-Imperial'!I57,IF($F$11=\"Recharger 280HD\",'280HD-Imperial'!I57,IF($F$11=\"Recharger 330XLHD\",'330XLHD-Imperial'!I57,IF($F$11=\"Recharger 902HD\",'902HD-Imperial'!L57,IF($F$11=\"Contactor Field Drain C-4HD\",'C-4HD-Imperial'!G57,IF($F$11=\"Recharger 180HD\",'180HD-Imperial'!I57,IF($F$11='Chamber Images'!$A$9,'360HD-Imperial'!L57,0))))))))","v":2.25},0.68579999999999997,{"$f":"IF($F$11=\"Contactor 100HD\",'100HD-Imperial'!J57,IF($F$11=\"Recharger 150XLHD\",'150XLHD-Imperial'!J57,IF($F$11=\"Recharger 280HD\",'280HD-Imperial'!J57,IF($F$11=\"Recharger 330XLHD\",'330XLHD-Imperial'!J57,IF($F$11=\"Recharger 902HD\",'902HD-Imperial'!M57,IF($F$11=\"Recharger 180HD\",'180HD-Imperial'!J57,IF($F$11='Chamber Images'!$A$9,'360HD-Imperial'!M57,IF($F$11='Chamber Images'!A43,'C-4HD-Imperial'!H57,\"\"))))))))","v":""}]
[null,{"$f":"IF($F$11=\"Contactor 100HD\",'100HD-Imperial'!A58,IF($F$11=\"Recharger 150XLHD\",'150XLHD-Imperial'!A58,IF($F$11=\"Recharger 280HD\",'280HD-Imperial'!A58,IF($F$11=\"Recharger 330XLHD\",'330XLHD-Imperial'!A58,IF($F$11=\"Recharger 902HD\",'902HD-Imperial'!A58,IF($F$11=\"Contactor Field Drain C-4HD\",'C-4HD-Imperial'!A58,IF($F$11=\"Recharger 180HD\",'180HD-Imperial'!A58,IF($F$11='Chamber Images'!$A$9,'360HD-Imperial'!A58))))))))","v":26},660.4,{"$f":"IF($F$11=\"Contactor 100HD\",'100HD-Imperial'!D58,IF($F$11=\"Recharger 150XLHD\",'150XLHD-Imperial'!D58,IF($F$11=\"Recharger 280HD\",'280HD-Imperial'!D58,IF($F$11=\"Recharger 330XLHD\",'330XLHD-Imperial'!D58,IF($F$11=\"Recharger 902HD\",'902HD-Imperial'!G58,IF($F$11=\"Contactor Field Drain C-4HD\",'C-4HD-Imperial'!C58,IF($F$11=\"Recharger 180HD\",'180HD-Imperial'!D58,IF($F$11='Chamber Images'!$A$9,'360HD-Imperial'!G58,0))))))))","v":151.70885880077367},4.2959094128897481,{"$f":"IF($F$11=\"Contactor 100HD\",'100HD-Imperial'!E58,IF($F$11=\"Recharger 150XLHD\",'150XLHD-Imperial'!E58,IF($F$11=\"Recharger 280HD\",'280HD-Imperial'!E58,IF($F$11=\"Recharger 330XLHD\",'330XLHD-Imperial'!E58,IF($F$11=\"Recharger 902HD\",'902HD-Imperial'!H58,IF($F$11=\"Recharger 180HD\",'180HD-Imperial'!C58,IF($F$11='Chamber Images'!$A$9,'360HD-Imperial'!H58,\"\")))))))","v":0},0,{"$f":"IF($F$11=\"Contactor 100HD\",'100HD-Imperial'!F58,IF($F$11=\"Recharger 150XLHD\",'150XLHD-Imperial'!F58,IF($F$11=\"Recharger 280HD\",'280HD-Imperial'!F58,IF($F$11=\"Recharger 330XLHD\",'330XLHD-Imperial'!F58,IF($F$11=\"Recharger 902HD\",'902HD-Imperial'!I58,IF($F$11=\"Contactor Field Drain C-4HD\",'C-4HD-Imperial'!D58,IF($F$11=\"Recharger 180HD\",'180HD-Imperial'!F58,IF($F$11='Chamber Images'!$A$9,'360HD-Imperial'!I58,0))))))))","v":31.57354536857941},0.89406176949298943,{"$f":"IF($F$11=\"Contactor 100HD\",'100HD-Imperial'!G58,IF($F$11=\"Recharger 150XLHD\",'150XLHD-Imperial'!G58,IF($F$11=\"Recharger 280HD\",'280HD-Imperial'!G58,IF($F$11=\"Recharger 330XLHD\",'330XLHD-Imperial'!G58,IF($F$11=\"Recharger 902HD\",'902HD-Imperial'!J58,IF($F$11=\"Contactor Field Drain C-4HD\",'C-4HD-Imperial'!E58,IF($F$11=\"Recharger 180HD\",'180HD-Imperial'!G58,IF($F$11='Chamber Images'!$A$9,'360HD-Imperial'!J58,0))))))))","v":183.28240416935307},5.1899711823827372,{"$f":"IF($F$11=\"Contactor 100HD\",'100HD-Imperial'!H58,IF($F$11=\"Recharger 150XLHD\",'150XLHD-Imperial'!H58,IF($F$11=\"Recharger 280HD\",'280HD-Imperial'!H58,IF($F$11=\"Recharger 330XLHD\",'330XLHD-Imperial'!H58,IF($F$11=\"Recharger 902HD\",'902HD-Imperial'!K58,IF($F$11=\"Contactor Field Drain C-4HD\",'C-4HD-Imperial'!F58,IF($F$11=\"Recharger 180HD\",'180HD-Imperial'!H58,IF($F$11='Chamber Images'!$A$9,'360HD-Imperial'!K58,0))))))))","v":4053.811587320009},114.79097195582322,{"$f":"IF($F$11=\"Contactor 100HD\",'100HD-Imperial'!I58,IF($F$11=\"Recharger 150XLHD\",'150XLHD-Imperial'!I58,IF($F$11=\"Recharger 280HD\",'280HD-Imperial'!I58,IF($F$11=\"Recharger 330XLHD\",'330XLHD-Imperial'!I58,IF($F$11=\"Recharger 902HD\",'902HD-Imperial'!L58,IF($F$11=\"Contactor Field Drain C-4HD\",'C-4HD-Imperial'!G58,IF($F$11=\"Recharger 180HD\",'180HD-Imperial'!I58,IF($F$11='Chamber Images'!$A$9,'360HD-Imperial'!L58,0))))))))","v":2.17},0.66039999999999999,{"$f":"IF($F$11=\"Contactor 100HD\",'100HD-Imperial'!J58,IF($F$11=\"Recharger 150XLHD\",'150XLHD-Imperial'!J58,IF($F$11=\"Recharger 280HD\",'280HD-Imperial'!J58,IF($F$11=\"Recharger 330XLHD\",'330XLHD-Imperial'!J58,IF($F$11=\"Recharger 902HD\",'902HD-Imperial'!M58,IF($F$11=\"Recharger 180HD\",'180HD-Imperial'!J58,IF($F$11='Chamber Images'!$A$9,'360HD-Imperial'!M58,IF($F$11='Chamber Images'!A44,'C-4HD-Imperial'!H58,\"\"))))))))","v":""}]
[null,{"$f":"IF($F$11=\"Contactor 100HD\",'100HD-Imperial'!A59,IF($F$11=\"Recharger 150XLHD\",'150XLHD-Imperial'!A59,IF($F$11=\"Recharger 280HD\",'280HD-Imperial'!A59,IF($F$11=\"Recharger 330XLHD\",'330XLHD-Imperial'!A59,IF($F$11=\"Recharger 902HD\",'902HD-Imperial'!A59,IF($F$11=\"Contactor Field Drain C-4HD\",'C-4HD-Imperial'!A59,IF($F$11=\"Recharger 180HD\",'180HD-Imperial'!A59,IF($F$11='Chamber Images'!$A$9,'360HD-Imperial'!A59))))))))","v":25},635,{"$f":"IF($F$11=\"Contactor 100HD\",'100HD-Imperial'!D59,IF($F$11=\"Recharger 150XLHD\",'150XLHD-Imperial'!D59,IF($F$11=\"Recharger 280HD\",'280HD-Imperial'!D59,IF($F$11=\"Recharger 330XLHD\",'330XLHD-Imperial'!D59,IF($F$11=\"Recharger 902HD\",'902HD-Imperial'!G59,IF($F$11=\"Contactor Field Drain C-4HD\",'C-4HD-Imperial'!C59,IF($F$11=\"Recharger 180HD\",'180HD-Imperial'!D59,IF($F$11='Chamber Images'!$A$9,'360HD-Imperial'!G59,0))))))))","v":155.28700193423597},4.3972309763713735,{"$f":"IF($F$11=\"Contactor 100HD\",'100HD-Imperial'!E59,IF($F$11=\"Recharger 150XLHD\",'150XLHD-Imperial'!E59,IF($F$11=\"Recharger 280HD\",'280HD-Imperial'!E59,IF($F$11=\"Recharger 330XLHD\",'330XLHD-Imperial'!E59,IF($F$11=\"Recharger 902HD\",'902HD-Imperial'!H59,IF($F$11=\"Recharger 180HD\",'180HD-Imperial'!C59,IF($F$11='Chamber Images'!$A$9,'360HD-Imperial'!H59,\"\")))))))","v":0},0,{"$f":"IF($F$11=\"Contactor 100HD\",'100HD-Imperial'!F59,IF($F$11=\"Recharger 150XLHD\",'150XLHD-Imperial'!F59,IF($F$11=\"Recharger 280HD\",'280HD-Imperial'!F59,IF($F$11=\"Recharger 330XLHD\",'330XLHD-Imperial'!F59,IF($F$11=\"Recharger 902HD\",'902HD-Imperial'!I59,IF($F$11=\"Contactor Field Drain C-4HD\",'C-4HD-Imperial'!D59,IF($F$11=\"Recharger 180HD\",'180HD-Imperial'!F59,IF($F$11='Chamber Images'!$A$9,'360HD-Imperial'!I59,0))))))))","v":30.142288115194493},0.85353314410033942,{"$f":"IF($F$11=\"Contactor 100HD\",'100HD-Imperial'!G59,IF($F$11=\"Recharger 150XLHD\",'150XLHD-Imperial'!G59,IF($F$11=\"Recharger 280HD\",'280HD-Imperial'!G59,IF($F$11=\"Recharger 330XLHD\",'330XLHD-Imperial'!G59,IF($F$11=\"Recharger 902HD\",'902HD-Imperial'!J59,IF($F$11=\"Contactor Field Drain C-4HD\",'C-4HD-Imperial'!E59,IF($F$11=\"Recharger 180HD\",'180HD-Imperial'!G59,IF($F$11='Chamber Images'!$A$9,'360HD-Imperial'!J59,0))))))))","v":185.42929004943048},5.2507641204717128,{"$f":"IF($F$11=\"Contactor 100HD\",'100HD-Imperial'!H59,IF($F$11=\"Recharger 150XLHD\",'150XLHD-Imperial'!H59,IF($F$11=\"Recharger 280HD\",'280HD-Imperial'!H59,IF($F$11=\"Recharger 330XLHD\",'330XLHD-Imperial'!H59,IF($F$11=\"Recharger 902HD\",'902HD-Imperial'!K59,IF($F$11=\"Contactor Field Drain C-4HD\",'C-4HD-Imperial'!F59,IF($F$11=\"Recharger 180HD\",'180HD-Imperial'!H59,IF($F$11='Chamber Images'!$A$9,'360HD-Imperial'!K59,0))))))))","v":3870.5291831506561},109.6010007734405,{"$f":"IF($F$11=\"Contactor 100HD\",'100HD-Imperial'!I59,IF($F$11=\"Recharger 150XLHD\",'150XLHD-Imperial'!I59,IF($F$11=\"Recharger 280HD\",'280HD-Imperial'!I59,IF($F$11=\"Recharger 330XLHD\",'330XLHD-Imperial'!I59,IF($F$11=\"Recharger 902HD\",'902HD-Imperial'!L59,IF($F$11=\"Contactor Field Drain C-4HD\",'C-4HD-Imperial'!G59,IF($F$11=\"Recharger 180HD\",'180HD-Imperial'!I59,IF($F$11='Chamber Images'!$A$9,'360HD-Imperial'!L59,0))))))))","v":2.08},0.63500000000000001,{"$f":"IF($F$11=\"Contactor 100HD\",'100HD-Imperial'!J59,IF($F$11=\"Recharger 150XLHD\",'150XLHD-Imperial'!J59,IF($F$11=\"Recharger 280HD\",'280HD-Imperial'!J59,IF($F$11=\"Recharger 330XLHD\",'330XLHD-Imperial'!J59,IF($F$11=\"Recharger 902HD\",'902HD-Imperial'!M59,IF($F$11=\"Recharger 180HD\",'180HD-Imperial'!J59,IF($F$11='Chamber Images'!$A$9,'360HD-Imperial'!M59,IF($F$11='Chamber Images'!A45,'C-4HD-Imperial'!H59,\"\"))))))))","v":""}]
[null,{"$f":"IF($F$11=\"Contactor 100HD\",'100HD-Imperial'!A60,IF($F$11=\"Recharger 150XLHD\",'150XLHD-Imperial'!A60,IF($F$11=\"Recharger 280HD\",'280HD-Imperial'!A60,IF($F$11=\"Recharger 330XLHD\",'330XLHD-Imperial'!A60,IF($F$11=\"Recharger 902HD\",'902HD-Imperial'!A60,IF($F$11=\"Contactor Field Drain C-4HD\",'C-4HD-Imperial'!A60,IF($F$11=\"Recharger 180HD\",'180HD-Imperial'!A60,IF($F$11='Chamber Images'!$A$9,'360HD-Imperial'!A60))))))))","v":24},609.59999999999991,{"$f":"IF($F$11=\"Contactor 100HD\",'100HD-Imperial'!D60,IF($F$11=\"Recharger 150XLHD\",'150XLHD-Imperial'!D60,IF($F$11=\"Recharger 280HD\",'280HD-Imperial'!D60,IF($F$11=\"Recharger 330XLHD\",'330XLHD-Imperial'!D60,IF($F$11=\"Recharger 902HD\",'902HD-Imperial'!G60,IF($F$11=\"Contactor Field Drain C-4HD\",'C-4HD-Imperial'!C60,IF($F$11=\"Recharger 180HD\",'180HD-Imperial'!D60,IF($F$11='Chamber Images'!$A$9,'360HD-Imperial'!G60,0))))))))","v":155.22885880077368},4.3955845488897483,{"$f":"IF($F$11=\"Contactor 100HD\",'100HD-Imperial'!E60,IF($F$11=\"Recharger 150XLHD\",'150XLHD-Imperial'!E60,IF($F$11=\"Recharger 280HD\",'280HD-Imperial'!E60,IF($F$11=\"Recharger 330XLHD\",'330XLHD-Imperial'!E60,IF($F$11=\"Recharger 902HD\",'902HD-Imperial'!H60,IF($F$11=\"Recharger 180HD\",'180HD-Imperial'!C60,IF($F$11='Chamber Images'!$A$9,'360HD-Imperial'!H60,\"\")))))))","v":0},0,{"$f":"IF($F$11=\"Contactor 100HD\",'100HD-Imperial'!F60,IF($F$11=\"Recharger 150XLHD\",'150XLHD-Imperial'!F60,IF($F$11=\"Recharger 280HD\",'280HD-Imperial'!F60,IF($F$11=\"Recharger 330XLHD\",'330XLHD-Imperial'!F60,IF($F$11=\"Recharger 902HD\",'902HD-Imperial'!I60,IF($F$11=\"Contactor Field Drain C-4HD\",'C-4HD-Imperial'!D60,IF($F$11=\"Recharger 180HD\",'180HD-Imperial'!F60,IF($F$11='Chamber Images'!$A$9,'360HD-Imperial'!I60,0))))))))","v":30.165545368579405},0.8541917150929893,{"$f":"IF($F$11=\"Contactor 100HD\",'100HD-Imperial'!G60,IF($F$11=\"Recharger 150XLHD\",'150XLHD-Imperial'!G60,IF($F$11=\"Recharger 280HD\",'280HD-Imperial'!G60,IF($F$11=\"Recharger 330XLHD\",'330XLHD-Imperial'!G60,IF($F$11=\"Recharger 902HD\",'902HD-Imperial'!J60,IF($F$11=\"Contactor Field Drain C-4HD\",'C-4HD-Imperial'!E60,IF($F$11=\"Recharger 180HD\",'180HD-Imperial'!G60,IF($F$11='Chamber Images'!$A$9,'360HD-Imperial'!J60,0))))))))","v":185.39440416935309},5.2497762639827377,{"$f":"IF($F$11=\"Contactor 100HD\",'100HD-Imperial'!H60,IF($F$11=\"Recharger 150XLHD\",'150XLHD-Imperial'!H60,IF($F$11=\"Recharger 280HD\",'280HD-Imperial'!H60,IF($F$11=\"Recharger 330XLHD\",'330XLHD-Imperial'!H60,IF($F$11=\"Recharger 902HD\",'902HD-Imperial'!K60,IF($F$11=\"Contactor Field Drain C-4HD\",'C-4HD-Imperial'!F60,IF($F$11=\"Recharger 180HD\",'180HD-Imperial'!H60,IF($F$11='Chamber Images'!$A$9,'360HD-Imperial'!K60,0))))))))","v":3685.0998931012255},104.35023665296877,{"$f":"IF($F$11=\"Contactor 100HD\",'100HD-Imperial'!I60,IF($F$11=\"Recharger 150XLHD\",'150XLHD-Imperial'!I60,IF($F$11=\"Recharger 280HD\",'280HD-Imperial'!I60,IF($F$11=\"Recharger 330XLHD\",'330XLHD-Imperial'!I60,IF($F$11=\"Recharger 902HD\",'902HD-Imperial'!L60,IF($F$11=\"Contactor Field Drain C-4HD\",'C-4HD-Imperial'!G60,IF($F$11=\"Recharger 180HD\",'180HD-Imperial'!I60,IF($F$11='Chamber Images'!$A$9,'360HD-Imperial'!L60,0))))))))","v":2},0.60959999999999992,{"$f":"IF($F$11=\"Contactor 100HD\",'100HD-Imperial'!J60,IF($F$11=\"Recharger 150XLHD\",'150XLHD-Imperial'!J60,IF($F$11=\"Recharger 280HD\",'280HD-Imperial'!J60,IF($F$11=\"Recharger 330XLHD\",'330XLHD-Imperial'!J60,IF($F$11=\"Recharger 902HD\",'902HD-Imperial'!M60,IF($F$11=\"Recharger 180HD\",'180HD-Imperial'!J60,IF($F$11='Chamber Images'!$A$9,'360HD-Imperial'!M60,IF($F$11='Chamber Images'!A46,'C-4HD-Imperial'!H60,\"\"))))))))","v":""}]
[null,{"$f":"IF($F$11=\"Contactor 100HD\",'100HD-Imperial'!A61,IF($F$11=\"Recharger 150XLHD\",'150XLHD-Imperial'!A61,IF($F$11=\"Recharger 280HD\",'280HD-Imperial'!A61,IF($F$11=\"Recharger 330XLHD\",'330XLHD-Imperial'!A61,IF($F$11=\"Recharger 902HD\",'902HD-Imperial'!A61,IF($F$11=\"Contactor Field Drain C-4HD\",'C-4HD-Imperial'!A61,IF($F$11=\"Recharger 180HD\",'180HD-Imperial'!A61,IF($F$11='Chamber Images'!$A$9,'360HD-Imperial'!A61))))))))","v":23},584.19999999999993,{"$f":"IF($F$11=\"Contactor 100HD\",'100HD-Imperial'!D61,IF($F$11=\"Recharger 150XLHD\",'150XLHD-Imperial'!D61,IF($F$11=\"Recharger 280HD\",'280HD-Imperial'!D61,IF($F$11=\"Recharger 330XLHD\",'330XLHD-Imperial'!D61,IF($F$11=\"Recharger 902HD\",'902HD-Imperial'!G61,IF($F$11=\"Contactor Field Drain C-4HD\",'C-4HD-Imperial'!C61,IF($F$11=\"Recharger 180HD\",'180HD-Imperial'!D61,IF($F$11='Chamber Images'!$A$9,'360HD-Imperial'!G61,0))))))))","v":158.74885880077369},4.4952596848897484,{"$f":"IF($F$11=\"Contactor 100HD\",'100HD-Imperial'!E61,IF($F$11=\"Recharger 150XLHD\",'150XLHD-Imperial'!E61,IF($F$11=\"Recharger 280HD\",'280HD-Imperial'!E61,IF($F$11=\"Recharger 330XLHD\",'330XLHD-Imperial'!E61,IF($F$11=\"Recharger 902HD\",'902HD-Imperial'!H61,IF($F$11=\"Recharger 180HD\",'180HD-Imperial'!C61,IF($F$11='Chamber Images'!$A$9,'360HD-Imperial'!H61,\"\")))))))","v":0},0,{"$f":"IF($F$11=\"Contactor 100HD\",'100HD-Imperial'!F61,IF($F$11=\"Recharger 150XLHD\",'150XLHD-Imperial'!F61,IF($F$11=\"Recharger 280HD\",'280HD-Imperial'!F61,IF($F$11=\"Recharger 330XLHD\",'330XLHD-Imperial'!F61,IF($F$11=\"Recharger 902HD\",'902HD-Imperial'!I61,IF($F$11=\"Contactor Field Drain C-4HD\",'C-4HD-Imperial'!D61,IF($F$11=\"Recharger 180HD\",'180HD-Imperial'!F61,IF($F$11='Chamber Images'!$A$9,'360HD-Imperial'!I61,0))))))))","v":28.7575453685794},0.81432166069298917,{"$f":"IF($F$11=\"Contactor 100HD\",'100HD-Imperial'!G61,IF($F$11=\"Recharger 150XLHD\",'150XLHD-Imperial'!G61,IF($F$11=\"Recharger 280HD\",'280HD-Imperial'!G61,IF($F$11=\"Recharger 330XLHD\",'330XLHD-Imperial'!G61,IF($F$11=\"Recharger 902HD\",'902HD-Imperial'!J61,IF($F$11=\"Contactor Field Drain C-4HD\",'C-4HD-Imperial'!E61,IF($F$11=\"Recharger 180HD\",'180HD-Imperial'!G61,IF($F$11='Chamber Images'!$A$9,'360HD-Imperial'!J61,0))))))))","v":187.50640416935309},5.3095813455827372,{"$f":"IF($F$11=\"Contactor 100HD\",'100HD-Imperial'!H61,IF($F$11=\"Recharger 150XLHD\",'150XLHD-Imperial'!H61,IF($F$11=\"Recharger 280HD\",'280HD-Imperial'!H61,IF($F$11=\"Recharger 330XLHD\",'330XLHD-Imperial'!H61,IF($F$11=\"Recharger 902HD\",'902HD-Imperial'!K61,IF($F$11=\"Contactor Field Drain C-4HD\",'C-4HD-Imperial'!F61,IF($F$11=\"Recharger 180HD\",'180HD-Imperial'!H61,IF($F$11='Chamber Images'!$A$9,'360HD-Imperial'!K61,0))))))))","v":3499.7054889318724},99.10046038898605,{"$f":"IF($F$11=\"Contactor 100HD\",'100HD-Imperial'!I61,IF($F$11=\"Recharger 150XLHD\",'150XLHD-Imperial'!I61,IF($F$11=\"Recharger 280HD\",'280HD-Imperial'!I61,IF($F$11=\"Recharger 330XLHD\",'330XLHD-Imperial'!I61,IF($F$11=\"Recharger 902HD\",'902HD-Imperial'!L61,IF($F$11=\"Contactor Field Drain C-4HD\",'C-4HD-Imperial'!G61,IF($F$11=\"Recharger 180HD\",'180HD-Imperial'!I61,IF($F$11='Chamber Images'!$A$9,'360HD-Imperial'!L61,0))))))))","v":1.92},0.58419999999999994,{"$f":"IF($F$11=\"Contactor 100HD\",'100HD-Imperial'!J61,IF($F$11=\"Recharger 150XLHD\",'150XLHD-Imperial'!J61,IF($F$11=\"Recharger 280HD\",'280HD-Imperial'!J61,IF($F$11=\"Recharger 330XLHD\",'330XLHD-Imperial'!J61,IF($F$11=\"Recharger 902HD\",'902HD-Imperial'!M61,IF($F$11=\"Recharger 180HD\",'180HD-Imperial'!J61,IF($F$11='Chamber Images'!$A$9,'360HD-Imperial'!M61,IF($F$11='Chamber Images'!A47,'C-4HD-Imperial'!H61,\"\"))))))))","v":""}]
[null,{"$f":"IF($F$11=\"Contactor 100HD\",'100HD-Imperial'!A62,IF($F$11=\"Recharger 150XLHD\",'150XLHD-Imperial'!A62,IF($F$11=\"Recharger 280HD\",'280HD-Imperial'!A62,IF($F$11=\"Recharger 330XLHD\",'330XLHD-Imperial'!A62,IF($F$11=\"Recharger 902HD\",'902HD-Imperial'!A62,IF($F$11=\"Contactor Field Drain C-4HD\",'C-4HD-Imperial'!A62,IF($F$11=\"Recharger 180HD\",'180HD-Imperial'!A62,IF($F$11='Chamber Images'!$A$9,'360HD-Imperial'!A62))))))))","v":22},558.79999999999995,{"$f":"IF($F$11=\"Contactor 100HD\",'100HD-Imperial'!D62,IF($F$11=\"Recharger 150XLHD\",'150XLHD-Imperial'!D62,IF($F$11=\"Recharger 280HD\",'280HD-Imperial'!D62,IF($F$11=\"Recharger 330XLHD\",'330XLHD-Imperial'!D62,IF($F$11=\"Recharger 902HD\",'902HD-Imperial'!G62,IF($F$11=\"Contactor Field Drain C-4HD\",'C-4HD-Imperial'!C62,IF($F$11=\"Recharger 180HD\",'180HD-Imperial'!D62,IF($F$11='Chamber Images'!$A$9,'360HD-Imperial'!G62,0))))))))","v":158.74885880077369},4.4952596848897484,{"$f":"IF($F$11=\"Contactor 100HD\",'100HD-Imperial'!E62,IF($F$11=\"Recharger 150XLHD\",'150XLHD-Imperial'!E62,IF($F$11=\"Recharger 280HD\",'280HD-Imperial'!E62,IF($F$11=\"Recharger 330XLHD\",'330XLHD-Imperial'!E62,IF($F$11=\"Recharger 902HD\",'902HD-Imperial'!H62,IF($F$11=\"Recharger 180HD\",'180HD-Imperial'!C62,IF($F$11='Chamber Images'!$A$9,'360HD-Imperial'!H62,\"\")))))))","v":0},0,{"$f":"IF($F$11=\"Contactor 100HD\",'100HD-Imperial'!F62,IF($F$11=\"Recharger 150XLHD\",'150XLHD-Imperial'!F62,IF($F$11=\"Recharger 280HD\",'280HD-Imperial'!F62,IF($F$11=\"Recharger 330XLHD\",'330XLHD-Imperial'!F62,IF($F$11=\"Recharger 902HD\",'902HD-Imperial'!I62,IF($F$11=\"Contactor Field Drain C-4HD\",'C-4HD-Imperial'!D62,IF($F$11=\"Recharger 180HD\",'180HD-Imperial'!F62,IF($F$11='Chamber Images'!$A$9,'360HD-Imperial'!I62,0))))))))","v":28.7575453685794},0.81432166069298917,{"$f":"IF($F$11=\"Contactor 100HD\",'100HD-Imperial'!G62,IF($F$11=\"Recharger 150XLHD\",'150XLHD-Imperial'!G62,IF($F$11=\"Recharger 280HD\",'280HD-Imperial'!G62,IF($F$11=\"Recharger 330XLHD\",'330XLHD-Imperial'!G62,IF($F$11=\"Recharger 902HD\",'902HD-Imperial'!J62,IF($F$11=\"Contactor Field Drain C-4HD\",'C-4HD-Imperial'!E62,IF($F$11=\"Recharger 180HD\",'180HD-Imperial'!G62,IF($F$11='Chamber Images'!$A$9,'360HD-Imperial'!J62,0))))))))","v":187.50640416935309},5.3095813455827372,{"$f":"IF($F$11=\"Contactor 100HD\",'100HD-Imperial'!H62,IF($F$11=\"Recharger 150XLHD\",'150XLHD-Imperial'!H62,IF($F$11=\"Recharger 280HD\",'280HD-Imperial'!H62,IF($F$11=\"Recharger 330XLHD\",'330XLHD-Imperial'!H62,IF($F$11=\"Recharger 902HD\",'902HD-Imperial'!K62,IF($F$11=\"Contactor Field Drain C-4HD\",'C-4HD-Imperial'!F62,IF($F$11=\"Recharger 180HD\",'180HD-Imperial'!H62,IF($F$11='Chamber Images'!$A$9,'360HD-Imperial'!K62,0))))))))","v":3312.1990847625193},93.790879043403308,{"$f":"IF($F$11=\"Contactor 100HD\",'100HD-Imperial'!I62,IF($F$11=\"Recharger 150XLHD\",'150XLHD-Imperial'!I62,IF($F$11=\"Recharger 280HD\",'280HD-Imperial'!I62,IF($F$11=\"Recharger 330XLHD\",'330XLHD-Imperial'!I62,IF($F$11=\"Recharger 902HD\",'902HD-Imperial'!L62,IF($F$11=\"Contactor Field Drain C-4HD\",'C-4HD-Imperial'!G62,IF($F$11=\"Recharger 180HD\",'180HD-Imperial'!I62,IF($F$11='Chamber Images'!$A$9,'360HD-Imperial'!L62,0))))))))","v":1.83},0.55879999999999996,{"$f":"IF($F$11=\"Contactor 100HD\",'100HD-Imperial'!J62,IF($F$11=\"Recharger 150XLHD\",'150XLHD-Imperial'!J62,IF($F$11=\"Recharger 280HD\",'280HD-Imperial'!J62,IF($F$11=\"Recharger 330XLHD\",'330XLHD-Imperial'!J62,IF($F$11=\"Recharger 902HD\",'902HD-Imperial'!M62,IF($F$11=\"Recharger 180HD\",'180HD-Imperial'!J62,IF($F$11='Chamber Images'!$A$9,'360HD-Imperial'!M62,IF($F$11='Chamber Images'!A48,'C-4HD-Imperial'!H62,\"\"))))))))","v":""}]
[null,{"$f":"IF($F$11=\"Contactor 100HD\",'100HD-Imperial'!A63,IF($F$11=\"Recharger 150XLHD\",'150XLHD-Imperial'!A63,IF($F$11=\"Recharger 280HD\",'280HD-Imperial'!A63,IF($F$11=\"Recharger 330XLHD\",'330XLHD-Imperial'!A63,IF($F$11=\"Recharger 902HD\",'902HD-Imperial'!A63,IF($F$11=\"Contactor Field Drain C-4HD\",'C-4HD-Imperial'!A63,IF($F$11=\"Recharger 180HD\",'180HD-Imperial'!A63,IF($F$11='Chamber Images'!$A$9,'360HD-Imperial'!A63))))))))","v":21},533.4,{"$f":"IF($F$11=\"Contactor 100HD\",'100HD-Imperial'!D63,IF($F$11=\"Recharger 150XLHD\",'150XLHD-Imperial'!D63,IF($F$11=\"Recharger 280HD\",'280HD-Imperial'!D63,IF($F$11=\"Recharger 330XLHD\",'330XLHD-Imperial'!D63,IF($F$11=\"Recharger 902HD\",'902HD-Imperial'!G63,IF($F$11=\"Contactor Field Drain C-4HD\",'C-4HD-Imperial'!C63,IF($F$11=\"Recharger 180HD\",'180HD-Imperial'!D63,IF($F$11='Chamber Images'!$A$9,'360HD-Imperial'!G63,0))))))))","v":158.80700193423598},4.4969061123713736,{"$f":"IF($F$11=\"Contactor 100HD\",'100HD-Imperial'!E63,IF($F$11=\"Recharger 150XLHD\",'150XLHD-Imperial'!E63,IF($F$11=\"Recharger 280HD\",'280HD-Imperial'!E63,IF($F$11=\"Recharger 330XLHD\",'330XLHD-Imperial'!E63,IF($F$11=\"Recharger 902HD\",'902HD-Imperial'!H63,IF($F$11=\"Recharger 180HD\",'180HD-Imperial'!C63,IF($F$11='Chamber Images'!$A$9,'360HD-Imperial'!H63,\"\")))))))","v":1.2E-2},3.3980160000000002E-4,{"$f":"IF($F$11=\"Contactor 100HD\",'100HD-Imperial'!F63,IF($F$11=\"Recharger 150XLHD\",'150XLHD-Imperial'!F63,IF($F$11=\"Recharger 280HD\",'280HD-Imperial'!F63,IF($F$11=\"Recharger 330XLHD\",'330XLHD-Imperial'!F63,IF($F$11=\"Recharger 902HD\",'902HD-Imperial'!I63,IF($F$11=\"Contactor Field Drain C-4HD\",'C-4HD-Imperial'!D63,IF($F$11=\"Recharger 180HD\",'180HD-Imperial'!F63,IF($F$11='Chamber Images'!$A$9,'360HD-Imperial'!I63,0))))))))","v":28.729488115194489},0.81352716906033928,{"$f":"IF($F$11=\"Contactor 100HD\",'100HD-Imperial'!G63,IF($F$11=\"Recharger 150XLHD\",'150XLHD-Imperial'!G63,IF($F$11=\"Recharger 280HD\",'280HD-Imperial'!G63,IF($F$11=\"Recharger 330XLHD\",'330XLHD-Imperial'!G63,IF($F$11=\"Recharger 902HD\",'902HD-Imperial'!J63,IF($F$11=\"Contactor Field Drain C-4HD\",'C-4HD-Imperial'!E63,IF($F$11=\"Recharger 180HD\",'180HD-Imperial'!G63,IF($F$11='Chamber Images'!$A$9,'360HD-Imperial'!J63,0))))))))","v":187.54849004943048},5.3107730830317132,{"$f":"IF($F$11=\"Contactor 100HD\",'100HD-Imperial'!H63,IF($F$11=\"Recharger 150XLHD\",'150XLHD-Imperial'!H63,IF($F$11=\"Recharger 280HD\",'280HD-Imperial'!H63,IF($F$11=\"Recharger 330XLHD\",'330XLHD-Imperial'!H63,IF($F$11=\"Recharger 902HD\",'902HD-Imperial'!K63,IF($F$11=\"Contactor Field Drain C-4HD\",'C-4HD-Imperial'!F63,IF($F$11=\"Recharger 180HD\",'180HD-Imperial'!H63,IF($F$11='Chamber Images'!$A$9,'360HD-Imperial'!K63,0))))))))","v":3124.6926805931662},88.481297697820565,{"$f":"IF($F$11=\"Contactor 100HD\",'100HD-Imperial'!I63,IF($F$11=\"Recharger 150XLHD\",'150XLHD-Imperial'!I63,IF($F$11=\"Recharger 280HD\",'280HD-Imperial'!I63,IF($F$11=\"Recharger 330XLHD\",'330XLHD-Imperial'!I63,IF($F$11=\"Recharger 902HD\",'902HD-Imperial'!L63,IF($F$11=\"Contactor Field Drain C-4HD\",'C-4HD-Imperial'!G63,IF($F$11=\"Recharger 180HD\",'180HD-Imperial'!I63,IF($F$11='Chamber Images'!$A$9,'360HD-Imperial'!L63,0))))))))","v":1.75},0.53339999999999999,{"$f":"IF($F$11=\"Contactor 100HD\",'100HD-Imperial'!J63,IF($F$11=\"Recharger 150XLHD\",'150XLHD-Imperial'!J63,IF($F$11=\"Recharger 280HD\",'280HD-Imperial'!J63,IF($F$11=\"Recharger 330XLHD\",'330XLHD-Imperial'!J63,IF($F$11=\"Recharger 902HD\",'902HD-Imperial'!M63,IF($F$11=\"Recharger 180HD\",'180HD-Imperial'!J63,IF($F$11='Chamber Images'!$A$9,'360HD-Imperial'!M63,IF($F$11='Chamber Images'!A49,'C-4HD-Imperial'!H63,\"\"))))))))","v":""}]
[null,{"$f":"IF($F$11=\"Contactor 100HD\",'100HD-Imperial'!A64,IF($F$11=\"Recharger 150XLHD\",'150XLHD-Imperial'!A64,IF($F$11=\"Recharger 280HD\",'280HD-Imperial'!A64,IF($F$11=\"Recharger 330XLHD\",'330XLHD-Imperial'!A64,IF($F$11=\"Recharger 902HD\",'902HD-Imperial'!A64,IF($F$11=\"Contactor Field Drain C-4HD\",'C-4HD-Imperial'!A64,IF($F$11=\"Recharger 180HD\",'180HD-Imperial'!A64,IF($F$11='Chamber Images'!$A$9,'360HD-Imperial'!A64))))))))","v":20},508,{"$f":"IF($F$11=\"Contactor 100HD\",'100HD-Imperial'!D64,IF($F$11=\"Recharger 150XLHD\",'150XLHD-Imperial'!D64,IF($F$11=\"Recharger 280HD\",'280HD-Imperial'!D64,IF($F$11=\"Recharger 330XLHD\",'330XLHD-Imperial'!D64,IF($F$11=\"Recharger 902HD\",'902HD-Imperial'!G64,IF($F$11=\"Contactor Field Drain C-4HD\",'C-4HD-Imperial'!C64,IF($F$11=\"Recharger 180HD\",'180HD-Imperial'!D64,IF($F$11='Chamber Images'!$A$9,'360HD-Imperial'!G64,0))))))))","v":158.74885880077369},4.4952596848897484,{"$f":"IF($F$11=\"Contactor 100HD\",'100HD-Imperial'!E64,IF($F$11=\"Recharger 150XLHD\",'150XLHD-Imperial'!E64,IF($F$11=\"Recharger 280HD\",'280HD-Imperial'!E64,IF($F$11=\"Recharger 330XLHD\",'330XLHD-Imperial'!E64,IF($F$11=\"Recharger 902HD\",'902HD-Imperial'!H64,IF($F$11=\"Recharger 180HD\",'180HD-Imperial'!C64,IF($F$11='Chamber Images'!$A$9,'360HD-Imperial'!H64,\"\")))))))","v":9.2999999999999999E-2},2.6334623999999997E-3,{"$f":"IF($F$11=\"Contactor 100HD\",'100HD-Imperial'!F64,IF($F$11=\"Recharger 150XLHD\",'150XLHD-Imperial'!F64,IF($F$11=\"Recharger 280HD\",'280HD-Imperial'!F64,IF($F$11=\"Recharger 330XLHD\",'330XLHD-Imperial'!F64,IF($F$11=\"Recharger 902HD\",'902HD-Imperial'!I64,IF($F$11=\"Contactor Field Drain C-4HD\",'C-4HD-Imperial'!D64,IF($F$11=\"Recharger 180HD\",'180HD-Imperial'!F64,IF($F$11='Chamber Images'!$A$9,'360HD-Imperial'!I64,0))))))))","v":28.720345368579402},0.81326827573298921,{"$f":"IF($F$11=\"Contactor 100HD\",'100HD-Imperial'!G64,IF($F$11=\"Recharger 150XLHD\",'150XLHD-Imperial'!G64,IF($F$11=\"Recharger 280HD\",'280HD-Imperial'!G64,IF($F$11=\"Recharger 330XLHD\",'330XLHD-Imperial'!G64,IF($F$11=\"Recharger 902HD\",'902HD-Imperial'!J64,IF($F$11=\"Contactor Field Drain C-4HD\",'C-4HD-Imperial'!E64,IF($F$11=\"Recharger 180HD\",'180HD-Imperial'!G64,IF($F$11='Chamber Images'!$A$9,'360HD-Imperial'!J64,0))))))))","v":187.56220416935307},5.3111614230227371,{"$f":"IF($F$11=\"Contactor 100HD\",'100HD-Imperial'!H64,IF($F$11=\"Recharger 150XLHD\",'150XLHD-Imperial'!H64,IF($F$11=\"Recharger 280HD\",'280HD-Imperial'!H64,IF($F$11=\"Recharger 330XLHD\",'330XLHD-Imperial'!H64,IF($F$11=\"Recharger 902HD\",'902HD-Imperial'!K64,IF($F$11=\"Contactor Field Drain C-4HD\",'C-4HD-Imperial'!F64,IF($F$11=\"Recharger 180HD\",'180HD-Imperial'!H64,IF($F$11='Chamber Images'!$A$9,'360HD-Imperial'!K64,0))))))))","v":2937.1441905437359},83.17052461478886,{"$f":"IF($F$11=\"Contactor 100HD\",'100HD-Imperial'!I64,IF($F$11=\"Recharger 150XLHD\",'150XLHD-Imperial'!I64,IF($F$11=\"Recharger 280HD\",'280HD-Imperial'!I64,IF($F$11=\"Recharger 330XLHD\",'330XLHD-Imperial'!I64,IF($F$11=\"Recharger 902HD\",'902HD-Imperial'!L64,IF($F$11=\"Contactor Field Drain C-4HD\",'C-4HD-Imperial'!G64,IF($F$11=\"Recharger 180HD\",'180HD-Imperial'!I64,IF($F$11='Chamber Images'!$A$9,'360HD-Imperial'!L64,0))))))))","v":1.67},0.50800000000000001,{"$f":"IF($F$11=\"Contactor 100HD\",'100HD-Imperial'!J64,IF($F$11=\"Recharger 150XLHD\",'150XLHD-Imperial'!J64,IF($F$11=\"Recharger 280HD\",'280HD-Imperial'!J64,IF($F$11=\"Recharger 330XLHD\",'330XLHD-Imperial'!J64,IF($F$11=\"Recharger 902HD\",'902HD-Imperial'!M64,IF($F$11=\"Recharger 180HD\",'180HD-Imperial'!J64,IF($F$11='Chamber Images'!$A$9,'360HD-Imperial'!M64,IF($F$11='Chamber Images'!A50,'C-4HD-Imperial'!H64,\"\"))))))))","v":""}]
[null,{"$f":"IF($F$11=\"Contactor 100HD\",'100HD-Imperial'!A65,IF($F$11=\"Recharger 150XLHD\",'150XLHD-Imperial'!A65,IF($F$11=\"Recharger 280HD\",'280HD-Imperial'!A65,IF($F$11=\"Recharger 330XLHD\",'330XLHD-Imperial'!A65,IF($F$11=\"Recharger 902HD\",'902HD-Imperial'!A65,IF($F$11=\"Contactor Field Drain C-4HD\",'C-4HD-Imperial'!A65,IF($F$11=\"Recharger 180HD\",'180HD-Imperial'!A65,IF($F$11='Chamber Images'!$A$9,'360HD-Imperial'!A65))))))))","v":19},482.59999999999997,{"$f":"IF($F$11=\"Contactor 100HD\",'100HD-Imperial'!D65,IF($F$11=\"Recharger 150XLHD\",'150XLHD-Imperial'!D65,IF($F$11=\"Recharger 280HD\",'280HD-Imperial'!D65,IF($F$11=\"Recharger 330XLHD\",'330XLHD-Imperial'!D65,IF($F$11=\"Recharger 902HD\",'902HD-Imperial'!G65,IF($F$11=\"Contactor Field Drain C-4HD\",'C-4HD-Imperial'!C65,IF($F$11=\"Recharger 180HD\",'180HD-Imperial'!D65,IF($F$11='Chamber Images'!$A$9,'360HD-Imperial'!G65,0))))))))","v":162.32700193423599},4.5965812483713737,{"$f":"IF($F$11=\"Contactor 100HD\",'100HD-Imperial'!E65,IF($F$11=\"Recharger 150XLHD\",'150XLHD-Imperial'!E65,IF($F$11=\"Recharger 280HD\",'280HD-Imperial'!E65,IF($F$11=\"Recharger 330XLHD\",'330XLHD-Imperial'!E65,IF($F$11=\"Recharger 902HD\",'902HD-Imperial'!H65,IF($F$11=\"Recharger 180HD\",'180HD-Imperial'!C65,IF($F$11='Chamber Images'!$A$9,'360HD-Imperial'!H65,\"\")))))))","v":0.18},5.0970239999999995E-3,{"$f":"IF($F$11=\"Contactor 100HD\",'100HD-Imperial'!F65,IF($F$11=\"Recharger 150XLHD\",'150XLHD-Imperial'!F65,IF($F$11=\"Recharger 280HD\",'280HD-Imperial'!F65,IF($F$11=\"Recharger 330XLHD\",'330XLHD-Imperial'!F65,IF($F$11=\"Recharger 902HD\",'902HD-Imperial'!I65,IF($F$11=\"Contactor Field Drain C-4HD\",'C-4HD-Imperial'!D65,IF($F$11=\"Recharger 180HD\",'180HD-Imperial'!F65,IF($F$11='Chamber Images'!$A$9,'360HD-Imperial'!I65,0))))))))","v":27.254288115194484},0.77175422570033914,{"$f":"IF($F$11=\"Contactor 100HD\",'100HD-Imperial'!G65,IF($F$11=\"Recharger 150XLHD\",'150XLHD-Imperial'!G65,IF($F$11=\"Recharger 280HD\",'280HD-Imperial'!G65,IF($F$11=\"Recharger 330XLHD\",'330XLHD-Imperial'!G65,IF($F$11=\"Recharger 902HD\",'902HD-Imperial'!J65,IF($F$11=\"Contactor Field Drain C-4HD\",'C-4HD-Imperial'!E65,IF($F$11=\"Recharger 180HD\",'180HD-Imperial'!G65,IF($F$11='Chamber Images'!$A$9,'360HD-Imperial'!J65,0))))))))","v":189.7612900494305},5.3734324980717139,{"$f":"IF($F$11=\"Contactor 100HD\",'100HD-Imperial'!H65,IF($F$11=\"Recharger 150XLHD\",'150XLHD-Imperial'!H65,IF($F$11=\"Recharger 280HD\",'280HD-Imperial'!H65,IF($F$11=\"Recharger 330XLHD\",'330XLHD-Imperial'!H65,IF($F$11=\"Recharger 902HD\",'902HD-Imperial'!K65,IF($F$11=\"Contactor Field Drain C-4HD\",'C-4HD-Imperial'!F65,IF($F$11=\"Recharger 180HD\",'180HD-Imperial'!H65,IF($F$11='Chamber Images'!$A$9,'360HD-Imperial'!K65,0))))))))","v":2749.5819863743827},77.859363191766121,{"$f":"IF($F$11=\"Contactor 100HD\",'100HD-Imperial'!I65,IF($F$11=\"Recharger 150XLHD\",'150XLHD-Imperial'!I65,IF($F$11=\"Recharger 280HD\",'280HD-Imperial'!I65,IF($F$11=\"Recharger 330XLHD\",'330XLHD-Imperial'!I65,IF($F$11=\"Recharger 902HD\",'902HD-Imperial'!L65,IF($F$11=\"Contactor Field Drain C-4HD\",'C-4HD-Imperial'!G65,IF($F$11=\"Recharger 180HD\",'180HD-Imperial'!I65,IF($F$11='Chamber Images'!$A$9,'360HD-Imperial'!L65,0))))))))","v":1.58},0.48259999999999997,{"$f":"IF($F$11=\"Contactor 100HD\",'100HD-Imperial'!J65,IF($F$11=\"Recharger 150XLHD\",'150XLHD-Imperial'!J65,IF($F$11=\"Recharger 280HD\",'280HD-Imperial'!J65,IF($F$11=\"Recharger 330XLHD\",'330XLHD-Imperial'!J65,IF($F$11=\"Recharger 902HD\",'902HD-Imperial'!M65,IF($F$11=\"Recharger 180HD\",'180HD-Imperial'!J65,IF($F$11='Chamber Images'!$A$9,'360HD-Imperial'!M65,IF($F$11='Chamber Images'!A51,'C-4HD-Imperial'!H65,\"\"))))))))","v":""}]
[null,{"$f":"IF($F$11=\"Contactor 100HD\",'100HD-Imperial'!A66,IF($F$11=\"Recharger 150XLHD\",'150XLHD-Imperial'!A66,IF($F$11=\"Recharger 280HD\",'280HD-Imperial'!A66,IF($F$11=\"Recharger 330XLHD\",'330XLHD-Imperial'!A66,IF($F$11=\"Recharger 902HD\",'902HD-Imperial'!A66,IF($F$11=\"Contactor Field Drain C-4HD\",'C-4HD-Imperial'!A66,IF($F$11=\"Recharger 180HD\",'180HD-Imperial'!A66,IF($F$11='Chamber Images'!$A$9,'360HD-Imperial'!A66))))))))","v":18},457.2,{"$f":"IF($F$11=\"Contactor 100HD\",'100HD-Imperial'!D66,IF($F$11=\"Recharger 150XLHD\",'150XLHD-Imperial'!D66,IF($F$11=\"Recharger 280HD\",'280HD-Imperial'!D66,IF($F$11=\"Recharger 330XLHD\",'330XLHD-Imperial'!D66,IF($F$11=\"Recharger 902HD\",'902HD-Imperial'!G66,IF($F$11=\"Contactor Field Drain C-4HD\",'C-4HD-Imperial'!C66,IF($F$11=\"Recharger 180HD\",'180HD-Imperial'!D66,IF($F$11='Chamber Images'!$A$9,'360HD-Imperial'!G66,0))))))))","v":162.32700193423599},4.5965812483713737,{"$f":"IF($F$11=\"Contactor 100HD\",'100HD-Imperial'!E66,IF($F$11=\"Recharger 150XLHD\",'150XLHD-Imperial'!E66,IF($F$11=\"Recharger 280HD\",'280HD-Imperial'!E66,IF($F$11=\"Recharger 330XLHD\",'330XLHD-Imperial'!E66,IF($F$11=\"Recharger 902HD\",'902HD-Imperial'!H66,IF($F$11=\"Recharger 180HD\",'180HD-Imperial'!C66,IF($F$11='Chamber Images'!$A$9,'360HD-Imperial'!H66,\"\")))))))","v":0.21899999999999997},6.2013791999999991E-3,{"$f":"IF($F$11=\"Contactor 100HD\",'100HD-Imperial'!F66,IF($F$11=\"Recharger 150XLHD\",'150XLHD-Imperial'!F66,IF($F$11=\"Recharger 280HD\",'280HD-Imperial'!F66,IF($F$11=\"Recharger 330XLHD\",'330XLHD-Imperial'!F66,IF($F$11=\"Recharger 902HD\",'902HD-Imperial'!I66,IF($F$11=\"Contactor Field Drain C-4HD\",'C-4HD-Imperial'!D66,IF($F$11=\"Recharger 180HD\",'180HD-Imperial'!F66,IF($F$11='Chamber Images'!$A$9,'360HD-Imperial'!I66,0))))))))","v":27.238688115194488},0.77131248362033933,{"$f":"IF($F$11=\"Contactor 100HD\",'100HD-Imperial'!G66,IF($F$11=\"Recharger 150XLHD\",'150XLHD-Imperial'!G66,IF($F$11=\"Recharger 280HD\",'280HD-Imperial'!G66,IF($F$11=\"Recharger 330XLHD\",'330XLHD-Imperial'!G66,IF($F$11=\"Recharger 902HD\",'902HD-Imperial'!J66,IF($F$11=\"Contactor Field Drain C-4HD\",'C-4HD-Imperial'!E66,IF($F$11=\"Recharger 180HD\",'180HD-Imperial'!G66,IF($F$11='Chamber Images'!$A$9,'360HD-Imperial'!J66,0))))))))","v":189.78469004943048},5.3740951111917132,{"$f":"IF($F$11=\"Contactor 100HD\",'100HD-Imperial'!H66,IF($F$11=\"Recharger 150XLHD\",'150XLHD-Imperial'!H66,IF($F$11=\"Recharger 280HD\",'280HD-Imperial'!H66,IF($F$11=\"Recharger 330XLHD\",'330XLHD-Imperial'!H66,IF($F$11=\"Recharger 902HD\",'902HD-Imperial'!K66,IF($F$11=\"Contactor Field Drain C-4HD\",'C-4HD-Imperial'!F66,IF($F$11=\"Recharger 180HD\",'180HD-Imperial'!H66,IF($F$11='Chamber Images'!$A$9,'360HD-Imperial'!K66,0))))))))","v":2559.8206963249522},72.485930693694399,{"$f":"IF($F$11=\"Contactor 100HD\",'100HD-Imperial'!I66,IF($F$11=\"Recharger 150XLHD\",'150XLHD-Imperial'!I66,IF($F$11=\"Recharger 280HD\",'280HD-Imperial'!I66,IF($F$11=\"Recharger 330XLHD\",'330XLHD-Imperial'!I66,IF($F$11=\"Recharger 902HD\",'902HD-Imperial'!L66,IF($F$11=\"Contactor Field Drain C-4HD\",'C-4HD-Imperial'!G66,IF($F$11=\"Recharger 180HD\",'180HD-Imperial'!I66,IF($F$11='Chamber Images'!$A$9,'360HD-Imperial'!L66,0))))))))","v":1.5},0.4572,{"$f":"IF($F$11=\"Contactor 100HD\",'100HD-Imperial'!J66,IF($F$11=\"Recharger 150XLHD\",'150XLHD-Imperial'!J66,IF($F$11=\"Recharger 280HD\",'280HD-Imperial'!J66,IF($F$11=\"Recharger 330XLHD\",'330XLHD-Imperial'!J66,IF($F$11=\"Recharger 902HD\",'902HD-Imperial'!M66,IF($F$11=\"Recharger 180HD\",'180HD-Imperial'!J66,IF($F$11='Chamber Images'!$A$9,'360HD-Imperial'!M66,IF($F$11='Chamber Images'!A52,'C-4HD-Imperial'!H66,\"\"))))))))","v":""}]
[null,{"$f":"IF($F$11=\"Contactor 100HD\",'100HD-Imperial'!A67,IF($F$11=\"Recharger 150XLHD\",'150XLHD-Imperial'!A67,IF($F$11=\"Recharger 280HD\",'280HD-Imperial'!A67,IF($F$11=\"Recharger 330XLHD\",'330XLHD-Imperial'!A67,IF($F$11=\"Recharger 902HD\",'902HD-Imperial'!A67,IF($F$11=\"Contactor Field Drain C-4HD\",'C-4HD-Imperial'!A67,IF($F$11=\"Recharger 180HD\",'180HD-Imperial'!A67,IF($F$11='Chamber Images'!$A$9,'360HD-Imperial'!A67))))))))","v":17},431.79999999999995,{"$f":"IF($F$11=\"Contactor 100HD\",'100HD-Imperial'!D67,IF($F$11=\"Recharger 150XLHD\",'150XLHD-Imperial'!D67,IF($F$11=\"Recharger 280HD\",'280HD-Imperial'!D67,IF($F$11=\"Recharger 330XLHD\",'330XLHD-Imperial'!D67,IF($F$11=\"Recharger 902HD\",'902HD-Imperial'!G67,IF($F$11=\"Contactor Field Drain C-4HD\",'C-4HD-Imperial'!C67,IF($F$11=\"Recharger 180HD\",'180HD-Imperial'!D67,IF($F$11='Chamber Images'!$A$9,'360HD-Imperial'!G67,0))))))))","v":162.32700193423599},4.5965812483713737,{"$f":"IF($F$11=\"Contactor 100HD\",'100HD-Imperial'!E67,IF($F$11=\"Recharger 150XLHD\",'150XLHD-Imperial'!E67,IF($F$11=\"Recharger 280HD\",'280HD-Imperial'!E67,IF($F$11=\"Recharger 330XLHD\",'330XLHD-Imperial'!E67,IF($F$11=\"Recharger 902HD\",'902HD-Imperial'!H67,IF($F$11=\"Recharger 180HD\",'180HD-Imperial'!C67,IF($F$11='Chamber Images'!$A$9,'360HD-Imperial'!H67,\"\")))))))","v":0.24299999999999999},6.8809824E-3,{"$f":"IF($F$11=\"Contactor 100HD\",'100HD-Imperial'!F67,IF($F$11=\"Recharger 150XLHD\",'150XLHD-Imperial'!F67,IF($F$11=\"Recharger 280HD\",'280HD-Imperial'!F67,IF($F$11=\"Recharger 330XLHD\",'330XLHD-Imperial'!F67,IF($F$11=\"Recharger 902HD\",'902HD-Imperial'!I67,IF($F$11=\"Contactor Field Drain C-4HD\",'C-4HD-Imperial'!D67,IF($F$11=\"Recharger 180HD\",'180HD-Imperial'!F67,IF($F$11='Chamber Images'!$A$9,'360HD-Imperial'!I67,0))))))))","v":27.229088115194486},0.7710406423403392,{"$f":"IF($F$11=\"Contactor 100HD\",'100HD-Imperial'!G67,IF($F$11=\"Recharger 150XLHD\",'150XLHD-Imperial'!G67,IF($F$11=\"Recharger 280HD\",'280HD-Imperial'!G67,IF($F$11=\"Recharger 330XLHD\",'330XLHD-Imperial'!G67,IF($F$11=\"Recharger 902HD\",'902HD-Imperial'!J67,IF($F$11=\"Contactor Field Drain C-4HD\",'C-4HD-Imperial'!E67,IF($F$11=\"Recharger 180HD\",'180HD-Imperial'!G67,IF($F$11='Chamber Images'!$A$9,'360HD-Imperial'!J67,0))))))))","v":189.79909004943048},5.3745028731117124,{"$f":"IF($F$11=\"Contactor 100HD\",'100HD-Imperial'!H67,IF($F$11=\"Recharger 150XLHD\",'150XLHD-Imperial'!H67,IF($F$11=\"Recharger 280HD\",'280HD-Imperial'!H67,IF($F$11=\"Recharger 330XLHD\",'330XLHD-Imperial'!H67,IF($F$11=\"Recharger 902HD\",'902HD-Imperial'!K67,IF($F$11=\"Contactor Field Drain C-4HD\",'C-4HD-Imperial'!F67,IF($F$11=\"Recharger 180HD\",'180HD-Imperial'!H67,IF($F$11='Chamber Images'!$A$9,'360HD-Imperial'!K67,0))))))))","v":2370.0360062755217},67.111835582502692,{"$f":"IF($F$11=\"Contactor 100HD\",'100HD-Imperial'!I67,IF($F$11=\"Recharger 150XLHD\",'150XLHD-Imperial'!I67,IF($F$11=\"Recharger 280HD\",'280HD-Imperial'!I67,IF($F$11=\"Recharger 330XLHD\",'330XLHD-Imperial'!I67,IF($F$11=\"Recharger 902HD\",'902HD-Imperial'!L67,IF($F$11=\"Contactor Field Drain C-4HD\",'C-4HD-Imperial'!G67,IF($F$11=\"Recharger 180HD\",'180HD-Imperial'!I67,IF($F$11='Chamber Images'!$A$9,'360HD-Imperial'!L67,0))))))))","v":1.42},0.43179999999999996,{"$f":"IF($F$11=\"Contactor 100HD\",'100HD-Imperial'!J67,IF($F$11=\"Recharger 150XLHD\",'150XLHD-Imperial'!J67,IF($F$11=\"Recharger 280HD\",'280HD-Imperial'!J67,IF($F$11=\"Recharger 330XLHD\",'330XLHD-Imperial'!J67,IF($F$11=\"Recharger 902HD\",'902HD-Imperial'!M67,IF($F$11=\"Recharger 180HD\",'180HD-Imperial'!J67,IF($F$11='Chamber Images'!$A$9,'360HD-Imperial'!M67,IF($F$11='Chamber Images'!A53,'C-4HD-Imperial'!H67,\"\"))))))))","v":""}]
[null,{"$f":"IF($F$11=\"Contactor 100HD\",'100HD-Imperial'!A68,IF($F$11=\"Recharger 150XLHD\",'150XLHD-Imperial'!A68,IF($F$11=\"Recharger 280HD\",'280HD-Imperial'!A68,IF($F$11=\"Recharger 330XLHD\",'330XLHD-Imperial'!A68,IF($F$11=\"Recharger 902HD\",'902HD-Imperial'!A68,IF($F$11=\"Contactor Field Drain C-4HD\",'C-4HD-Imperial'!A68,IF($F$11=\"Recharger 180HD\",'180HD-Imperial'!A68,IF($F$11='Chamber Images'!$A$9,'360HD-Imperial'!A68))))))))","v":16},406.4,{"$f":"IF($F$11=\"Contactor 100HD\",'100HD-Imperial'!D68,IF($F$11=\"Recharger 150XLHD\",'150XLHD-Imperial'!D68,IF($F$11=\"Recharger 280HD\",'280HD-Imperial'!D68,IF($F$11=\"Recharger 330XLHD\",'330XLHD-Imperial'!D68,IF($F$11=\"Recharger 902HD\",'902HD-Imperial'!G68,IF($F$11=\"Contactor Field Drain C-4HD\",'C-4HD-Imperial'!C68,IF($F$11=\"Recharger 180HD\",'180HD-Imperial'!D68,IF($F$11='Chamber Images'!$A$9,'360HD-Imperial'!G68,0))))))))","v":162.32700193423599},4.5965812483713737,{"$f":"IF($F$11=\"Contactor 100HD\",'100HD-Imperial'!E68,IF($F$11=\"Recharger 150XLHD\",'150XLHD-Imperial'!E68,IF($F$11=\"Recharger 280HD\",'280HD-Imperial'!E68,IF($F$11=\"Recharger 330XLHD\",'330XLHD-Imperial'!E68,IF($F$11=\"Recharger 902HD\",'902HD-Imperial'!H68,IF($F$11=\"Recharger 180HD\",'180HD-Imperial'!C68,IF($F$11='Chamber Images'!$A$9,'360HD-Imperial'!H68,\"\")))))))","v":0.255},7.2207840000000001E-3,{"$f":"IF($F$11=\"Contactor 100HD\",'100HD-Imperial'!F68,IF($F$11=\"Recharger 150XLHD\",'150XLHD-Imperial'!F68,IF($F$11=\"Recharger 280HD\",'280HD-Imperial'!F68,IF($F$11=\"Recharger 330XLHD\",'330XLHD-Imperial'!F68,IF($F$11=\"Recharger 902HD\",'902HD-Imperial'!I68,IF($F$11=\"Contactor Field Drain C-4HD\",'C-4HD-Imperial'!D68,IF($F$11=\"Recharger 180HD\",'180HD-Imperial'!F68,IF($F$11='Chamber Images'!$A$9,'360HD-Imperial'!I68,0))))))))","v":27.224288115194486},0.77090472170033919,{"$f":"IF($F$11=\"Contactor 100HD\",'100HD-Imperial'!G68,IF($F$11=\"Recharger 150XLHD\",'150XLHD-Imperial'!G68,IF($F$11=\"Recharger 280HD\",'280HD-Imperial'!G68,IF($F$11=\"Recharger 330XLHD\",'330XLHD-Imperial'!G68,IF($F$11=\"Recharger 902HD\",'902HD-Imperial'!J68,IF($F$11=\"Contactor Field Drain C-4HD\",'C-4HD-Imperial'!E68,IF($F$11=\"Recharger 180HD\",'180HD-Imperial'!G68,IF($F$11='Chamber Images'!$A$9,'360HD-Imperial'!J68,0))))))))","v":189.80629004943049},5.3747067540717133,{"$f":"IF($F$11=\"Contactor 100HD\",'100HD-Imperial'!H68,IF($F$11=\"Recharger 150XLHD\",'150XLHD-Imperial'!H68,IF($F$11=\"Recharger 280HD\",'280HD-Imperial'!H68,IF($F$11=\"Recharger 330XLHD\",'330XLHD-Imperial'!H68,IF($F$11=\"Recharger 902HD\",'902HD-Imperial'!K68,IF($F$11=\"Contactor Field Drain C-4HD\",'C-4HD-Imperial'!F68,IF($F$11=\"Recharger 180HD\",'180HD-Imperial'!H68,IF($F$11='Chamber Images'!$A$9,'360HD-Imperial'!K68,0))))))))","v":2180.2369162260911},61.737332709390977,{"$f":"IF($F$11=\"Contactor 100HD\",'100HD-Imperial'!I68,IF($F$11=\"Recharger 150XLHD\",'150XLHD-Imperial'!I68,IF($F$11=\"Recharger 280HD\",'280HD-Imperial'!I68,IF($F$11=\"Recharger 330XLHD\",'330XLHD-Imperial'!I68,IF($F$11=\"Recharger 902HD\",'902HD-Imperial'!L68,IF($F$11=\"Contactor Field Drain C-4HD\",'C-4HD-Imperial'!G68,IF($F$11=\"Recharger 180HD\",'180HD-Imperial'!I68,IF($F$11='Chamber Images'!$A$9,'360HD-Imperial'!L68,0))))))))","v":1.33},0.40639999999999998,{"$f":"IF($F$11=\"Contactor 100HD\",'100HD-Imperial'!J68,IF($F$11=\"Recharger 150XLHD\",'150XLHD-Imperial'!J68,IF($F$11=\"Recharger 280HD\",'280HD-Imperial'!J68,IF($F$11=\"Recharger 330XLHD\",'330XLHD-Imperial'!J68,IF($F$11=\"Recharger 902HD\",'902HD-Imperial'!M68,IF($F$11=\"Recharger 180HD\",'180HD-Imperial'!J68,IF($F$11='Chamber Images'!$A$9,'360HD-Imperial'!M68,IF($F$11='Chamber Images'!A54,'C-4HD-Imperial'!H68,\"\"))))))))","v":""}]
[null,{"$f":"IF($F$11=\"Contactor 100HD\",'100HD-Imperial'!A69,IF($F$11=\"Recharger 150XLHD\",'150XLHD-Imperial'!A69,IF($F$11=\"Recharger 280HD\",'280HD-Imperial'!A69,IF($F$11=\"Recharger 330XLHD\",'330XLHD-Imperial'!A69,IF($F$11=\"Recharger 902HD\",'902HD-Imperial'!A69,IF($F$11=\"Contactor Field Drain C-4HD\",'C-4HD-Imperial'!A69,IF($F$11=\"Recharger 180HD\",'180HD-Imperial'!A69,IF($F$11='Chamber Images'!$A$9,'360HD-Imperial'!A69))))))))","v":15},381,{"$f":"IF($F$11=\"Contactor 100HD\",'100HD-Imperial'!D69,IF($F$11=\"Recharger 150XLHD\",'150XLHD-Imperial'!D69,IF($F$11=\"Recharger 280HD\",'280HD-Imperial'!D69,IF($F$11=\"Recharger 330XLHD\",'330XLHD-Imperial'!D69,IF($F$11=\"Recharger 902HD\",'902HD-Imperial'!G69,IF($F$11=\"Contactor Field Drain C-4HD\",'C-4HD-Imperial'!C69,IF($F$11=\"Recharger 180HD\",'180HD-Imperial'!D69,IF($F$11='Chamber Images'!$A$9,'360HD-Imperial'!G69,0))))))))","v":165.78885880077368},4.6946099568897477,{"$f":"IF($F$11=\"Contactor 100HD\",'100HD-Imperial'!E69,IF($F$11=\"Recharger 150XLHD\",'150XLHD-Imperial'!E69,IF($F$11=\"Recharger 280HD\",'280HD-Imperial'!E69,IF($F$11=\"Recharger 330XLHD\",'330XLHD-Imperial'!E69,IF($F$11=\"Recharger 902HD\",'902HD-Imperial'!H69,IF($F$11=\"Recharger 180HD\",'180HD-Imperial'!C69,IF($F$11='Chamber Images'!$A$9,'360HD-Imperial'!H69,\"\")))))))","v":0.26700000000000002},7.5605856000000001E-3,{"$f":"IF($F$11=\"Contactor 100HD\",'100HD-Imperial'!F69,IF($F$11=\"Recharger 150XLHD\",'150XLHD-Imperial'!F69,IF($F$11=\"Recharger 280HD\",'280HD-Imperial'!F69,IF($F$11=\"Recharger 330XLHD\",'330XLHD-Imperial'!F69,IF($F$11=\"Recharger 902HD\",'902HD-Imperial'!I69,IF($F$11=\"Contactor Field Drain C-4HD\",'C-4HD-Imperial'!D69,IF($F$11=\"Recharger 180HD\",'180HD-Imperial'!F69,IF($F$11='Chamber Images'!$A$9,'360HD-Imperial'!I69,0))))))))","v":25.834745368579405},0.73155731765298926,{"$f":"IF($F$11=\"Contactor 100HD\",'100HD-Imperial'!G69,IF($F$11=\"Recharger 150XLHD\",'150XLHD-Imperial'!G69,IF($F$11=\"Recharger 280HD\",'280HD-Imperial'!G69,IF($F$11=\"Recharger 330XLHD\",'330XLHD-Imperial'!G69,IF($F$11=\"Recharger 902HD\",'902HD-Imperial'!J69,IF($F$11=\"Contactor Field Drain C-4HD\",'C-4HD-Imperial'!E69,IF($F$11=\"Recharger 180HD\",'180HD-Imperial'!G69,IF($F$11='Chamber Images'!$A$9,'360HD-Imperial'!J69,0))))))))","v":191.89060416935308},5.4337278601427377,{"$f":"IF($F$11=\"Contactor 100HD\",'100HD-Imperial'!H69,IF($F$11=\"Recharger 150XLHD\",'150XLHD-Imperial'!H69,IF($F$11=\"Recharger 280HD\",'280HD-Imperial'!H69,IF($F$11=\"Recharger 330XLHD\",'330XLHD-Imperial'!H69,IF($F$11=\"Recharger 902HD\",'902HD-Imperial'!K69,IF($F$11=\"Contactor Field Drain C-4HD\",'C-4HD-Imperial'!F69,IF($F$11=\"Recharger 180HD\",'180HD-Imperial'!H69,IF($F$11='Chamber Images'!$A$9,'360HD-Imperial'!K69,0))))))))","v":1990.4306261766606},56.36262595531926,{"$f":"IF($F$11=\"Contactor 100HD\",'100HD-Imperial'!I69,IF($F$11=\"Recharger 150XLHD\",'150XLHD-Imperial'!I69,IF($F$11=\"Recharger 280HD\",'280HD-Imperial'!I69,IF($F$11=\"Recharger 330XLHD\",'330XLHD-Imperial'!I69,IF($F$11=\"Recharger 902HD\",'902HD-Imperial'!L69,IF($F$11=\"Contactor Field Drain C-4HD\",'C-4HD-Imperial'!G69,IF($F$11=\"Recharger 180HD\",'180HD-Imperial'!I69,IF($F$11='Chamber Images'!$A$9,'360HD-Imperial'!L69,0))))))))","v":1.25},0.38100000000000001,{"$f":"IF($F$11=\"Contactor 100HD\",'100HD-Imperial'!J69,IF($F$11=\"Recharger 150XLHD\",'150XLHD-Imperial'!J69,IF($F$11=\"Recharger 280HD\",'280HD-Imperial'!J69,IF($F$11=\"Recharger 330XLHD\",'330XLHD-Imperial'!J69,IF($F$11=\"Recharger 902HD\",'902HD-Imperial'!M69,IF($F$11=\"Recharger 180HD\",'180HD-Imperial'!J69,IF($F$11='Chamber Images'!$A$9,'360HD-Imperial'!M69,IF($F$11='Chamber Images'!A55,'C-4HD-Imperial'!H69,\"\"))))))))","v":""}]
[null,{"$f":"IF($F$11=\"Contactor 100HD\",'100HD-Imperial'!A70,IF($F$11=\"Recharger 150XLHD\",'150XLHD-Imperial'!A70,IF($F$11=\"Recharger 280HD\",'280HD-Imperial'!A70,IF($F$11=\"Recharger 330XLHD\",'330XLHD-Imperial'!A70,IF($F$11=\"Recharger 902HD\",'902HD-Imperial'!A70,IF($F$11=\"Contactor Field Drain C-4HD\",'C-4HD-Imperial'!A70,IF($F$11=\"Recharger 180HD\",'180HD-Imperial'!A70,IF($F$11='Chamber Images'!$A$9,'360HD-Imperial'!A70))))))))","v":14},355.59999999999997,{"$f":"IF($F$11=\"Contactor 100HD\",'100HD-Imperial'!D70,IF($F$11=\"Recharger 150XLHD\",'150XLHD-Imperial'!D70,IF($F$11=\"Recharger 280HD\",'280HD-Imperial'!D70,IF($F$11=\"Recharger 330XLHD\",'330XLHD-Imperial'!D70,IF($F$11=\"Recharger 902HD\",'902HD-Imperial'!G70,IF($F$11=\"Contactor Field Drain C-4HD\",'C-4HD-Imperial'!C70,IF($F$11=\"Recharger 180HD\",'180HD-Imperial'!D70,IF($F$11='Chamber Images'!$A$9,'360HD-Imperial'!G70,0))))))))","v":165.84700193423598},4.6962563843713729,{"$f":"IF($F$11=\"Contactor 100HD\",'100HD-Imperial'!E70,IF($F$11=\"Recharger 150XLHD\",'150XLHD-Imperial'!E70,IF($F$11=\"Recharger 280HD\",'280HD-Imperial'!E70,IF($F$11=\"Recharger 330XLHD\",'330XLHD-Imperial'!E70,IF($F$11=\"Recharger 902HD\",'902HD-Imperial'!H70,IF($F$11=\"Recharger 180HD\",'180HD-Imperial'!C70,IF($F$11='Chamber Images'!$A$9,'360HD-Imperial'!H70,\"\")))))))","v":0.27900000000000003},7.900387200000001E-3,{"$f":"IF($F$11=\"Contactor 100HD\",'100HD-Imperial'!F70,IF($F$11=\"Recharger 150XLHD\",'150XLHD-Imperial'!F70,IF($F$11=\"Recharger 280HD\",'280HD-Imperial'!F70,IF($F$11=\"Recharger 330XLHD\",'330XLHD-Imperial'!F70,IF($F$11=\"Recharger 902HD\",'902HD-Imperial'!I70,IF($F$11=\"Contactor Field Drain C-4HD\",'C-4HD-Imperial'!D70,IF($F$11=\"Recharger 180HD\",'180HD-Imperial'!F70,IF($F$11='Chamber Images'!$A$9,'360HD-Imperial'!I70,0))))))))","v":25.806688115194493},0.73076282602033937,{"$f":"IF($F$11=\"Contactor 100HD\",'100HD-Imperial'!G70,IF($F$11=\"Recharger 150XLHD\",'150XLHD-Imperial'!G70,IF($F$11=\"Recharger 280HD\",'280HD-Imperial'!G70,IF($F$11=\"Recharger 330XLHD\",'330XLHD-Imperial'!G70,IF($F$11=\"Recharger 902HD\",'902HD-Imperial'!J70,IF($F$11=\"Contactor Field Drain C-4HD\",'C-4HD-Imperial'!E70,IF($F$11=\"Recharger 180HD\",'180HD-Imperial'!G70,IF($F$11='Chamber Images'!$A$9,'360HD-Imperial'!J70,0))))))))","v":191.93269004943048},5.4349195975917128,{"$f":"IF($F$11=\"Contactor 100HD\",'100HD-Imperial'!H70,IF($F$11=\"Recharger 150XLHD\",'150XLHD-Imperial'!H70,IF($F$11=\"Recharger 280HD\",'280HD-Imperial'!H70,IF($F$11=\"Recharger 330XLHD\",'330XLHD-Imperial'!H70,IF($F$11=\"Recharger 902HD\",'902HD-Imperial'!K70,IF($F$11=\"Contactor Field Drain C-4HD\",'C-4HD-Imperial'!F70,IF($F$11=\"Recharger 180HD\",'180HD-Imperial'!H70,IF($F$11='Chamber Images'!$A$9,'360HD-Imperial'!K70,0))))))))","v":1798.5400220073075},50.928898095176521,{"$f":"IF($F$11=\"Contactor 100HD\",'100HD-Imperial'!I70,IF($F$11=\"Recharger 150XLHD\",'150XLHD-Imperial'!I70,IF($F$11=\"Recharger 280HD\",'280HD-Imperial'!I70,IF($F$11=\"Recharger 330XLHD\",'330XLHD-Imperial'!I70,IF($F$11=\"Recharger 902HD\",'902HD-Imperial'!L70,IF($F$11=\"Contactor Field Drain C-4HD\",'C-4HD-Imperial'!G70,IF($F$11=\"Recharger 180HD\",'180HD-Imperial'!I70,IF($F$11='Chamber Images'!$A$9,'360HD-Imperial'!L70,0))))))))","v":1.17},0.35559999999999997,{"$f":"IF($F$11=\"Contactor 100HD\",'100HD-Imperial'!J70,IF($F$11=\"Recharger 150XLHD\",'150XLHD-Imperial'!J70,IF($F$11=\"Recharger 280HD\",'280HD-Imperial'!J70,IF($F$11=\"Recharger 330XLHD\",'330XLHD-Imperial'!J70,IF($F$11=\"Recharger 902HD\",'902HD-Imperial'!M70,IF($F$11=\"Recharger 180HD\",'180HD-Imperial'!J70,IF($F$11='Chamber Images'!$A$9,'360HD-Imperial'!M70,IF($F$11='Chamber Images'!A56,'C-4HD-Imperial'!H70,\"\"))))))))","v":""}]
[null,{"$f":"IF($F$11=\"Contactor 100HD\",'100HD-Imperial'!A71,IF($F$11=\"Recharger 150XLHD\",'150XLHD-Imperial'!A71,IF($F$11=\"Recharger 280HD\",'280HD-Imperial'!A71,IF($F$11=\"Recharger 330XLHD\",'330XLHD-Imperial'!A71,IF($F$11=\"Recharger 902HD\",'902HD-Imperial'!A71,IF($F$11=\"Contactor Field Drain C-4HD\",'C-4HD-Imperial'!A71,IF($F$11=\"Recharger 180HD\",'180HD-Imperial'!A71,IF($F$11='Chamber Images'!$A$9,'360HD-Imperial'!A71))))))))","v":13},330.2,{"$f":"IF($F$11=\"Contactor 100HD\",'100HD-Imperial'!D71,IF($F$11=\"Recharger 150XLHD\",'150XLHD-Imperial'!D71,IF($F$11=\"Recharger 280HD\",'280HD-Imperial'!D71,IF($F$11=\"Recharger 330XLHD\",'330XLHD-Imperial'!D71,IF($F$11=\"Recharger 902HD\",'902HD-Imperial'!G71,IF($F$11=\"Contactor Field Drain C-4HD\",'C-4HD-Imperial'!C71,IF($F$11=\"Recharger 180HD\",'180HD-Imperial'!D71,IF($F$11='Chamber Images'!$A$9,'360HD-Imperial'!G71,0))))))))","v":169.36700193423596},4.795931520371373,{"$f":"IF($F$11=\"Contactor 100HD\",'100HD-Imperial'!E71,IF($F$11=\"Recharger 150XLHD\",'150XLHD-Imperial'!E71,IF($F$11=\"Recharger 280HD\",'280HD-Imperial'!E71,IF($F$11=\"Recharger 330XLHD\",'330XLHD-Imperial'!E71,IF($F$11=\"Recharger 902HD\",'902HD-Imperial'!H71,IF($F$11=\"Recharger 180HD\",'180HD-Imperial'!C71,IF($F$11='Chamber Images'!$A$9,'360HD-Imperial'!H71,\"\")))))))","v":0.28500000000000003},8.0702880000000001E-3,{"$f":"IF($F$11=\"Contactor 100HD\",'100HD-Imperial'!F71,IF($F$11=\"Recharger 150XLHD\",'150XLHD-Imperial'!F71,IF($F$11=\"Recharger 280HD\",'280HD-Imperial'!F71,IF($F$11=\"Recharger 330XLHD\",'330XLHD-Imperial'!F71,IF($F$11=\"Recharger 902HD\",'902HD-Imperial'!I71,IF($F$11=\"Contactor Field Drain C-4HD\",'C-4HD-Imperial'!D71,IF($F$11=\"Recharger 180HD\",'180HD-Imperial'!F71,IF($F$11='Chamber Images'!$A$9,'360HD-Imperial'!I71,0))))))))","v":24.396288115194501},0.69082481130033968,{"$f":"IF($F$11=\"Contactor 100HD\",'100HD-Imperial'!G71,IF($F$11=\"Recharger 150XLHD\",'150XLHD-Imperial'!G71,IF($F$11=\"Recharger 280HD\",'280HD-Imperial'!G71,IF($F$11=\"Recharger 330XLHD\",'330XLHD-Imperial'!G71,IF($F$11=\"Recharger 902HD\",'902HD-Imperial'!J71,IF($F$11=\"Contactor Field Drain C-4HD\",'C-4HD-Imperial'!E71,IF($F$11=\"Recharger 180HD\",'180HD-Imperial'!G71,IF($F$11='Chamber Images'!$A$9,'360HD-Imperial'!J71,0))))))))","v":194.04829004943045},5.4948266196717119,{"$f":"IF($F$11=\"Contactor 100HD\",'100HD-Imperial'!H71,IF($F$11=\"Recharger 150XLHD\",'150XLHD-Imperial'!H71,IF($F$11=\"Recharger 280HD\",'280HD-Imperial'!H71,IF($F$11=\"Recharger 330XLHD\",'330XLHD-Imperial'!H71,IF($F$11=\"Recharger 902HD\",'902HD-Imperial'!K71,IF($F$11=\"Contactor Field Drain C-4HD\",'C-4HD-Imperial'!F71,IF($F$11=\"Recharger 180HD\",'180HD-Imperial'!H71,IF($F$11='Chamber Images'!$A$9,'360HD-Imperial'!K71,0))))))))","v":1606.607331957877},45.493978497584813,{"$f":"IF($F$11=\"Contactor 100HD\",'100HD-Imperial'!I71,IF($F$11=\"Recharger 150XLHD\",'150XLHD-Imperial'!I71,IF($F$11=\"Recharger 280HD\",'280HD-Imperial'!I71,IF($F$11=\"Recharger 330XLHD\",'330XLHD-Imperial'!I71,IF($F$11=\"Recharger 902HD\",'902HD-Imperial'!L71,IF($F$11=\"Contactor Field Drain C-4HD\",'C-4HD-Imperial'!G71,IF($F$11=\"Recharger 180HD\",'180HD-Imperial'!I71,IF($F$11='Chamber Images'!$A$9,'360HD-Imperial'!L71,0))))))))","v":1.08},0.33019999999999999,{"$f":"IF($F$11=\"Contactor 100HD\",'100HD-Imperial'!J71,IF($F$11=\"Recharger 150XLHD\",'150XLHD-Imperial'!J71,IF($F$11=\"Recharger 280HD\",'280HD-Imperial'!J71,IF($F$11=\"Recharger 330XLHD\",'330XLHD-Imperial'!J71,IF($F$11=\"Recharger 902HD\",'902HD-Imperial'!M71,IF($F$11=\"Recharger 180HD\",'180HD-Imperial'!J71,IF($F$11='Chamber Images'!$A$9,'360HD-Imperial'!M71,IF($F$11='Chamber Images'!A57,'C-4HD-Imperial'!H71,\"\"))))))))","v":""}]
[null,{"$f":"IF($F$11=\"Contactor 100HD\",'100HD-Imperial'!A72,IF($F$11=\"Recharger 150XLHD\",'150XLHD-Imperial'!A72,IF($F$11=\"Recharger 280HD\",'280HD-Imperial'!A72,IF($F$11=\"Recharger 330XLHD\",'330XLHD-Imperial'!A72,IF($F$11=\"Recharger 902HD\",'902HD-Imperial'!A72,IF($F$11=\"Contactor Field Drain C-4HD\",'C-4HD-Imperial'!A72,IF($F$11=\"Recharger 180HD\",'180HD-Imperial'!A72,IF($F$11='Chamber Images'!$A$9,'360HD-Imperial'!A72))))))))","v":12},304.79999999999995,{"$f":"IF($F$11=\"Contactor 100HD\",'100HD-Imperial'!D72,IF($F$11=\"Recharger 150XLHD\",'150XLHD-Imperial'!D72,IF($F$11=\"Recharger 280HD\",'280HD-Imperial'!D72,IF($F$11=\"Recharger 330XLHD\",'330XLHD-Imperial'!D72,IF($F$11=\"Recharger 902HD\",'902HD-Imperial'!G72,IF($F$11=\"Contactor Field Drain C-4HD\",'C-4HD-Imperial'!C72,IF($F$11=\"Recharger 180HD\",'180HD-Imperial'!D72,IF($F$11='Chamber Images'!$A$9,'360HD-Imperial'!G72,0))))))))","v":169.42514506769825},4.7975779478529974,{"$f":"IF($F$11=\"Contactor 100HD\",'100HD-Imperial'!E72,IF($F$11=\"Recharger 150XLHD\",'150XLHD-Imperial'!E72,IF($F$11=\"Recharger 280HD\",'280HD-Imperial'!E72,IF($F$11=\"Recharger 330XLHD\",'330XLHD-Imperial'!E72,IF($F$11=\"Recharger 902HD\",'902HD-Imperial'!H72,IF($F$11=\"Recharger 180HD\",'180HD-Imperial'!C72,IF($F$11='Chamber Images'!$A$9,'360HD-Imperial'!H72,\"\")))))))","v":0.29100000000000004},8.240188800000001E-3,{"$f":"IF($F$11=\"Contactor 100HD\",'100HD-Imperial'!F72,IF($F$11=\"Recharger 150XLHD\",'150XLHD-Imperial'!F72,IF($F$11=\"Recharger 280HD\",'280HD-Imperial'!F72,IF($F$11=\"Recharger 330XLHD\",'330XLHD-Imperial'!F72,IF($F$11=\"Recharger 902HD\",'902HD-Imperial'!I72,IF($F$11=\"Contactor Field Drain C-4HD\",'C-4HD-Imperial'!D72,IF($F$11=\"Recharger 180HD\",'180HD-Imperial'!F72,IF($F$11='Chamber Images'!$A$9,'360HD-Imperial'!I72,0))))))))","v":24.370630861809587},0.69009827998768969,{"$f":"IF($F$11=\"Contactor 100HD\",'100HD-Imperial'!G72,IF($F$11=\"Recharger 150XLHD\",'150XLHD-Imperial'!G72,IF($F$11=\"Recharger 280HD\",'280HD-Imperial'!G72,IF($F$11=\"Recharger 330XLHD\",'330XLHD-Imperial'!G72,IF($F$11=\"Recharger 902HD\",'902HD-Imperial'!J72,IF($F$11=\"Contactor Field Drain C-4HD\",'C-4HD-Imperial'!E72,IF($F$11=\"Recharger 180HD\",'180HD-Imperial'!G72,IF($F$11='Chamber Images'!$A$9,'360HD-Imperial'!J72,0))))))))","v":194.08677592950784},5.4959164166406875,{"$f":"IF($F$11=\"Contactor 100HD\",'100HD-Imperial'!H72,IF($F$11=\"Recharger 150XLHD\",'150XLHD-Imperial'!H72,IF($F$11=\"Recharger 280HD\",'280HD-Imperial'!H72,IF($F$11=\"Recharger 330XLHD\",'330XLHD-Imperial'!H72,IF($F$11=\"Recharger 902HD\",'902HD-Imperial'!K72,IF($F$11=\"Contactor Field Drain C-4HD\",'C-4HD-Imperial'!F72,IF($F$11=\"Recharger 180HD\",'180HD-Imperial'!H72,IF($F$11='Chamber Images'!$A$9,'360HD-Imperial'!K72,0))))))))","v":1412.5590419084465},39.9991518779131,{"$f":"IF($F$11=\"Contactor 100HD\",'100HD-Imperial'!I72,IF($F$11=\"Recharger 150XLHD\",'150XLHD-Imperial'!I72,IF($F$11=\"Recharger 280HD\",'280HD-Imperial'!I72,IF($F$11=\"Recharger 330XLHD\",'330XLHD-Imperial'!I72,IF($F$11=\"Recharger 902HD\",'902HD-Imperial'!L72,IF($F$11=\"Contactor Field Drain C-4HD\",'C-4HD-Imperial'!G72,IF($F$11=\"Recharger 180HD\",'180HD-Imperial'!I72,IF($F$11='Chamber Images'!$A$9,'360HD-Imperial'!L72,0))))))))","v":1},0.30479999999999996,{"$f":"IF($F$11=\"Contactor 100HD\",'100HD-Imperial'!J72,IF($F$11=\"Recharger 150XLHD\",'150XLHD-Imperial'!J72,IF($F$11=\"Recharger 280HD\",'280HD-Imperial'!J72,IF($F$11=\"Recharger 330XLHD\",'330XLHD-Imperial'!J72,IF($F$11=\"Recharger 902HD\",'902HD-Imperial'!M72,IF($F$11=\"Recharger 180HD\",'180HD-Imperial'!J72,IF($F$11='Chamber Images'!$A$9,'360HD-Imperial'!M72,IF($F$11='Chamber Images'!A58,'C-4HD-Imperial'!H72,\"\"))))))))","v":""}]
[null,{"$f":"IF($F$11=\"Contactor 100HD\",'100HD-Imperial'!A73,IF($F$11=\"Recharger 150XLHD\",'150XLHD-Imperial'!A73,IF($F$11=\"Recharger 280HD\",'280HD-Imperial'!A73,IF($F$11=\"Recharger 330XLHD\",'330XLHD-Imperial'!A73,IF($F$11=\"Recharger 902HD\",'902HD-Imperial'!A73,IF($F$11=\"Contactor Field Drain C-4HD\",'C-4HD-Imperial'!A73,IF($F$11=\"Recharger 180HD\",'180HD-Imperial'!A73,IF($F$11='Chamber Images'!$A$9,'360HD-Imperial'!A73))))))))","v":11},279.39999999999998,{"$f":"IF($F$11=\"Contactor 100HD\",'100HD-Imperial'!D73,IF($F$11=\"Recharger 150XLHD\",'150XLHD-Imperial'!D73,IF($F$11=\"Recharger 280HD\",'280HD-Imperial'!D73,IF($F$11=\"Recharger 330XLHD\",'330XLHD-Imperial'!D73,IF($F$11=\"Recharger 902HD\",'902HD-Imperial'!G73,IF($F$11=\"Contactor Field Drain C-4HD\",'C-4HD-Imperial'!C73,IF($F$11=\"Recharger 180HD\",'180HD-Imperial'!D73,IF($F$11='Chamber Images'!$A$9,'360HD-Imperial'!G73,0))))))))","v":169.36700193423596},4.795931520371373,{"$f":"IF($F$11=\"Contactor 100HD\",'100HD-Imperial'!E73,IF($F$11=\"Recharger 150XLHD\",'150XLHD-Imperial'!E73,IF($F$11=\"Recharger 280HD\",'280HD-Imperial'!E73,IF($F$11=\"Recharger 330XLHD\",'330XLHD-Imperial'!E73,IF($F$11=\"Recharger 902HD\",'902HD-Imperial'!H73,IF($F$11=\"Recharger 180HD\",'180HD-Imperial'!C73,IF($F$11='Chamber Images'!$A$9,'360HD-Imperial'!H73,\"\")))))))","v":0.29700000000000004},8.4100896000000019E-3,{"$f":"IF($F$11=\"Contactor 100HD\",'100HD-Imperial'!F73,IF($F$11=\"Recharger 150XLHD\",'150XLHD-Imperial'!F73,IF($F$11=\"Recharger 280HD\",'280HD-Imperial'!F73,IF($F$11=\"Recharger 330XLHD\",'330XLHD-Imperial'!F73,IF($F$11=\"Recharger 902HD\",'902HD-Imperial'!I73,IF($F$11=\"Contactor Field Drain C-4HD\",'C-4HD-Imperial'!D73,IF($F$11=\"Recharger 180HD\",'180HD-Imperial'!F73,IF($F$11='Chamber Images'!$A$9,'360HD-Imperial'!I73,0))))))))","v":24.391488115194502},0.69068889066033967,{"$f":"IF($F$11=\"Contactor 100HD\",'100HD-Imperial'!G73,IF($F$11=\"Recharger 150XLHD\",'150XLHD-Imperial'!G73,IF($F$11=\"Recharger 280HD\",'280HD-Imperial'!G73,IF($F$11=\"Recharger 330XLHD\",'330XLHD-Imperial'!G73,IF($F$11=\"Recharger 902HD\",'902HD-Imperial'!J73,IF($F$11=\"Contactor Field Drain C-4HD\",'C-4HD-Imperial'!E73,IF($F$11=\"Recharger 180HD\",'180HD-Imperial'!G73,IF($F$11='Chamber Images'!$A$9,'360HD-Imperial'!J73,0))))))))","v":194.05549004943046},5.4950305006317119,{"$f":"IF($F$11=\"Contactor 100HD\",'100HD-Imperial'!H73,IF($F$11=\"Recharger 150XLHD\",'150XLHD-Imperial'!H73,IF($F$11=\"Recharger 280HD\",'280HD-Imperial'!H73,IF($F$11=\"Recharger 330XLHD\",'330XLHD-Imperial'!H73,IF($F$11=\"Recharger 902HD\",'902HD-Imperial'!K73,IF($F$11=\"Contactor Field Drain C-4HD\",'C-4HD-Imperial'!F73,IF($F$11=\"Recharger 180HD\",'180HD-Imperial'!H73,IF($F$11='Chamber Images'!$A$9,'360HD-Imperial'!K73,0))))))))","v":1218.4722659789386},34.503235461272411,{"$f":"IF($F$11=\"Contactor 100HD\",'100HD-Imperial'!I73,IF($F$11=\"Recharger 150XLHD\",'150XLHD-Imperial'!I73,IF($F$11=\"Recharger 280HD\",'280HD-Imperial'!I73,IF($F$11=\"Recharger 330XLHD\",'330XLHD-Imperial'!I73,IF($F$11=\"Recharger 902HD\",'902HD-Imperial'!L73,IF($F$11=\"Contactor Field Drain C-4HD\",'C-4HD-Imperial'!G73,IF($F$11=\"Recharger 180HD\",'180HD-Imperial'!I73,IF($F$11='Chamber Images'!$A$9,'360HD-Imperial'!L73,0))))))))","v":0.92},0.27939999999999998,{"$f":"IF($F$11=\"Contactor 100HD\",'100HD-Imperial'!J73,IF($F$11=\"Recharger 150XLHD\",'150XLHD-Imperial'!J73,IF($F$11=\"Recharger 280HD\",'280HD-Imperial'!J73,IF($F$11=\"Recharger 330XLHD\",'330XLHD-Imperial'!J73,IF($F$11=\"Recharger 902HD\",'902HD-Imperial'!M73,IF($F$11=\"Recharger 180HD\",'180HD-Imperial'!J73,IF($F$11='Chamber Images'!$A$9,'360HD-Imperial'!M73,IF($F$11='Chamber Images'!A59,'C-4HD-Imperial'!H73,\"\"))))))))","v":""}]
[null,{"$f":"IF($F$11=\"Contactor 100HD\",'100HD-Imperial'!A74,IF($F$11=\"Recharger 150XLHD\",'150XLHD-Imperial'!A74,IF($F$11=\"Recharger 280HD\",'280HD-Imperial'!A74,IF($F$11=\"Recharger 330XLHD\",'330XLHD-Imperial'!A74,IF($F$11=\"Recharger 902HD\",'902HD-Imperial'!A74,IF($F$11=\"Contactor Field Drain C-4HD\",'C-4HD-Imperial'!A74,IF($F$11=\"Recharger 180HD\",'180HD-Imperial'!A74,IF($F$11='Chamber Images'!$A$9,'360HD-Imperial'!A74))))))))","v":10},254,{"$f":"IF($F$11=\"Contactor 100HD\",'100HD-Imperial'!D74,IF($F$11=\"Recharger 150XLHD\",'150XLHD-Imperial'!D74,IF($F$11=\"Recharger 280HD\",'280HD-Imperial'!D74,IF($F$11=\"Recharger 330XLHD\",'330XLHD-Imperial'!D74,IF($F$11=\"Recharger 902HD\",'902HD-Imperial'!G74,IF($F$11=\"Contactor Field Drain C-4HD\",'C-4HD-Imperial'!C74,IF($F$11=\"Recharger 180HD\",'180HD-Imperial'!D74,IF($F$11='Chamber Images'!$A$9,'360HD-Imperial'!G74,0))))))))","v":169.42514506769825},4.7975779478529974,{"$f":"IF($F$11=\"Contactor 100HD\",'100HD-Imperial'!E74,IF($F$11=\"Recharger 150XLHD\",'150XLHD-Imperial'!E74,IF($F$11=\"Recharger 280HD\",'280HD-Imperial'!E74,IF($F$11=\"Recharger 330XLHD\",'330XLHD-Imperial'!E74,IF($F$11=\"Recharger 902HD\",'902HD-Imperial'!H74,IF($F$11=\"Recharger 180HD\",'180HD-Imperial'!C74,IF($F$11='Chamber Images'!$A$9,'360HD-Imperial'!H74,\"\")))))))","v":0.318},9.0047423999999997E-3,{"$f":"IF($F$11=\"Contactor 100HD\",'100HD-Imperial'!F74,IF($F$11=\"Recharger 150XLHD\",'150XLHD-Imperial'!F74,IF($F$11=\"Recharger 280HD\",'280HD-Imperial'!F74,IF($F$11=\"Recharger 330XLHD\",'330XLHD-Imperial'!F74,IF($F$11=\"Recharger 902HD\",'902HD-Imperial'!I74,IF($F$11=\"Contactor Field Drain C-4HD\",'C-4HD-Imperial'!D74,IF($F$11=\"Recharger 180HD\",'180HD-Imperial'!F74,IF($F$11='Chamber Images'!$A$9,'360HD-Imperial'!I74,0))))))))","v":24.359830861809588},0.68979245854768978,{"$f":"IF($F$11=\"Contactor 100HD\",'100HD-Imperial'!G74,IF($F$11=\"Recharger 150XLHD\",'150XLHD-Imperial'!G74,IF($F$11=\"Recharger 280HD\",'280HD-Imperial'!G74,IF($F$11=\"Recharger 330XLHD\",'330XLHD-Imperial'!G74,IF($F$11=\"Recharger 902HD\",'902HD-Imperial'!J74,IF($F$11=\"Contactor Field Drain C-4HD\",'C-4HD-Imperial'!E74,IF($F$11=\"Recharger 180HD\",'180HD-Imperial'!G74,IF($F$11='Chamber Images'!$A$9,'360HD-Imperial'!J74,0))))))))","v":194.10297592950786},5.4963751488006878,{"$f":"IF($F$11=\"Contactor 100HD\",'100HD-Imperial'!H74,IF($F$11=\"Recharger 150XLHD\",'150XLHD-Imperial'!H74,IF($F$11=\"Recharger 280HD\",'280HD-Imperial'!H74,IF($F$11=\"Recharger 330XLHD\",'330XLHD-Imperial'!H74,IF($F$11=\"Recharger 902HD\",'902HD-Imperial'!K74,IF($F$11=\"Contactor Field Drain C-4HD\",'C-4HD-Imperial'!F74,IF($F$11=\"Recharger 180HD\",'180HD-Imperial'!H74,IF($F$11='Chamber Images'!$A$9,'360HD-Imperial'!K74,0))))))))","v":1024.416775929508},29.008204960640693,{"$f":"IF($F$11=\"Contactor 100HD\",'100HD-Imperial'!I74,IF($F$11=\"Recharger 150XLHD\",'150XLHD-Imperial'!I74,IF($F$11=\"Recharger 280HD\",'280HD-Imperial'!I74,IF($F$11=\"Recharger 330XLHD\",'330XLHD-Imperial'!I74,IF($F$11=\"Recharger 902HD\",'902HD-Imperial'!L74,IF($F$11=\"Contactor Field Drain C-4HD\",'C-4HD-Imperial'!G74,IF($F$11=\"Recharger 180HD\",'180HD-Imperial'!I74,IF($F$11='Chamber Images'!$A$9,'360HD-Imperial'!L74,0))))))))","v":0.83},0.254,{"$f":"IF($F$11=\"Contactor 100HD\",'100HD-Imperial'!J74,IF($F$11=\"Recharger 150XLHD\",'150XLHD-Imperial'!J74,IF($F$11=\"Recharger 280HD\",'280HD-Imperial'!J74,IF($F$11=\"Recharger 330XLHD\",'330XLHD-Imperial'!J74,IF($F$11=\"Recharger 902HD\",'902HD-Imperial'!M74,IF($F$11=\"Recharger 180HD\",'180HD-Imperial'!J74,IF($F$11='Chamber Images'!$A$9,'360HD-Imperial'!M74,IF($F$11='Chamber Images'!A60,'C-4HD-Imperial'!H74,\"\"))))))))","v":""}]
[null,{"$f":"IF($F$11=\"Contactor 100HD\",'100HD-Imperial'!A75,IF($F$11=\"Recharger 150XLHD\",'150XLHD-Imperial'!A75,IF($F$11=\"Recharger 280HD\",'280HD-Imperial'!A75,IF($F$11=\"Recharger 330XLHD\",'330XLHD-Imperial'!A75,IF($F$11=\"Recharger 902HD\",'902HD-Imperial'!A75,IF($F$11=\"Contactor Field Drain C-4HD\",'C-4HD-Imperial'!A75,IF($F$11=\"Recharger 180HD\",'180HD-Imperial'!A75,IF($F$11='Chamber Images'!$A$9,'360HD-Imperial'!A75))))))))","v":9},228.6,{"$f":"IF($F$11=\"Contactor 100HD\",'100HD-Imperial'!D75,IF($F$11=\"Recharger 150XLHD\",'150XLHD-Imperial'!D75,IF($F$11=\"Recharger 280HD\",'280HD-Imperial'!D75,IF($F$11=\"Recharger 330XLHD\",'330XLHD-Imperial'!D75,IF($F$11=\"Recharger 902HD\",'902HD-Imperial'!G75,IF($F$11=\"Contactor Field Drain C-4HD\",'C-4HD-Imperial'!C75,IF($F$11=\"Recharger 180HD\",'180HD-Imperial'!D75,IF($F$11='Chamber Images'!$A$9,'360HD-Imperial'!G75,0))))))))","v":0},0,{"$f":"IF($F$11=\"Contactor 100HD\",'100HD-Imperial'!E75,IF($F$11=\"Recharger 150XLHD\",'150XLHD-Imperial'!E75,IF($F$11=\"Recharger 280HD\",'280HD-Imperial'!E75,IF($F$11=\"Recharger 330XLHD\",'330XLHD-Imperial'!E75,IF($F$11=\"Recharger 902HD\",'902HD-Imperial'!H75,IF($F$11=\"Recharger 180HD\",'180HD-Imperial'!C75,IF($F$11='Chamber Images'!$A$9,'360HD-Imperial'!H75,\"\")))))))","v":0},0,{"$f":"IF($F$11=\"Contactor 100HD\",'100HD-Imperial'!F75,IF($F$11=\"Recharger 150XLHD\",'150XLHD-Imperial'!F75,IF($F$11=\"Recharger 280HD\",'280HD-Imperial'!F75,IF($F$11=\"Recharger 330XLHD\",'330XLHD-Imperial'!F75,IF($F$11=\"Recharger 902HD\",'902HD-Imperial'!I75,IF($F$11=\"Contactor Field Drain C-4HD\",'C-4HD-Imperial'!D75,IF($F$11=\"Recharger 180HD\",'180HD-Imperial'!F75,IF($F$11='Chamber Images'!$A$9,'360HD-Imperial'!I75,0))))))))","v":92.257088888888887},2.6124255346488887,{"$f":"IF($F$11=\"Contactor 100HD\",'100HD-Imperial'!G75,IF($F$11=\"Recharger 150XLHD\",'150XLHD-Imperial'!G75,IF($F$11=\"Recharger 280HD\",'280HD-Imperial'!G75,IF($F$11=\"Recharger 330XLHD\",'330XLHD-Imperial'!G75,IF($F$11=\"Recharger 902HD\",'902HD-Imperial'!J75,IF($F$11=\"Contactor Field Drain C-4HD\",'C-4HD-Imperial'!E75,IF($F$11=\"Recharger 180HD\",'180HD-Imperial'!G75,IF($F$11='Chamber Images'!$A$9,'360HD-Imperial'!J75,0))))))))","v":92.257088888888887},2.6124255346488887,{"$f":"IF($F$11=\"Contactor 100HD\",'100HD-Imperial'!H75,IF($F$11=\"Recharger 150XLHD\",'150XLHD-Imperial'!H75,IF($F$11=\"Recharger 280HD\",'280HD-Imperial'!H75,IF($F$11=\"Recharger 330XLHD\",'330XLHD-Imperial'!H75,IF($F$11=\"Recharger 902HD\",'902HD-Imperial'!K75,IF($F$11=\"Contactor Field Drain C-4HD\",'C-4HD-Imperial'!F75,IF($F$11=\"Recharger 180HD\",'180HD-Imperial'!H75,IF($F$11='Chamber Images'!$A$9,'360HD-Imperial'!K75,0))))))))","v":830.31380000000013},23.511829811840002,{"$f":"IF($F$11=\"Contactor 100HD\",'100HD-Imperial'!I75,IF($F$11=\"Recharger 150XLHD\",'150XLHD-Imperial'!I75,IF($F$11=\"Recharger 280HD\",'280HD-Imperial'!I75,IF($F$11=\"Recharger 330XLHD\",'330XLHD-Imperial'!I75,IF($F$11=\"Recharger 902HD\",'902HD-Imperial'!L75,IF($F$11=\"Contactor Field Drain C-4HD\",'C-4HD-Imperial'!G75,IF($F$11=\"Recharger 180HD\",'180HD-Imperial'!I75,IF($F$11='Chamber Images'!$A$9,'360HD-Imperial'!L75,0))))))))","v":0.75},0.2286,{"$f":"IF($F$11=\"Contactor 100HD\",'100HD-Imperial'!J75,IF($F$11=\"Recharger 150XLHD\",'150XLHD-Imperial'!J75,IF($F$11=\"Recharger 280HD\",'280HD-Imperial'!J75,IF($F$11=\"Recharger 330XLHD\",'330XLHD-Imperial'!J75,IF($F$11=\"Recharger 902HD\",'902HD-Imperial'!M75,IF($F$11=\"Recharger 180HD\",'180HD-Imperial'!J75,IF($F$11='Chamber Images'!$A$9,'360HD-Imperial'!M75,IF($F$11='Chamber Images'!A61,'C-4HD-Imperial'!H75,\"\"))))))))","v":"Bottom of Chamber Elevation"}]
[null,{"$f":"IF($F$11=\"Contactor 100HD\",'100HD-Imperial'!A76,IF($F$11=\"Recharger 150XLHD\",'150XLHD-Imperial'!A76,IF($F$11=\"Recharger 280HD\",'280HD-Imperial'!A76,IF($F$11=\"Recharger 330XLHD\",'330XLHD-Imperial'!A76,IF($F$11=\"Recharger 902HD\",'902HD-Imperial'!A76,IF($F$11=\"Contactor Field Drain C-4HD\",'C-4HD-Imperial'!A76,IF($F$11=\"Recharger 180HD\",'180HD-Imperial'!A76,IF($F$11='Chamber Images'!$A$9,'360HD-Imperial'!A76))))))))","v":8},203.2,{"$f":"IF($F$11=\"Contactor 100HD\",'100HD-Imperial'!D76,IF($F$11=\"Recharger 150XLHD\",'150XLHD-Imperial'!D76,IF($F$11=\"Recharger 280HD\",'280HD-Imperial'!D76,IF($F$11=\"Recharger 330XLHD\",'330XLHD-Imperial'!D76,IF($F$11=\"Recharger 902HD\",'902HD-Imperial'!G76,IF($F$11=\"Contactor Field Drain C-4HD\",'C-4HD-Imperial'!C76,IF($F$11=\"Recharger 180HD\",'180HD-Imperial'!D76,IF($F$11='Chamber Images'!$A$9,'360HD-Imperial'!G76,0))))))))","v":0},0,{"$f":"IF($F$11=\"Contactor 100HD\",'100HD-Imperial'!E76,IF($F$11=\"Recharger 150XLHD\",'150XLHD-Imperial'!E76,IF($F$11=\"Recharger 280HD\",'280HD-Imperial'!E76,IF($F$11=\"Recharger 330XLHD\",'330XLHD-Imperial'!E76,IF($F$11=\"Recharger 902HD\",'902HD-Imperial'!H76,IF($F$11=\"Recharger 180HD\",'180HD-Imperial'!C76,IF($F$11='Chamber Images'!$A$9,'360HD-Imperial'!H76,\"\")))))))","v":0},0,{"$f":"IF($F$11=\"Contactor 100HD\",'100HD-Imperial'!F76,IF($F$11=\"Recharger 150XLHD\",'150XLHD-Imperial'!F76,IF($F$11=\"Recharger 280HD\",'280HD-Imperial'!F76,IF($F$11=\"Recharger 330XLHD\",'330XLHD-Imperial'!F76,IF($F$11=\"Recharger 902HD\",'902HD-Imperial'!I76,IF($F$11=\"Contactor Field Drain C-4HD\",'C-4HD-Imperial'!D76,IF($F$11=\"Recharger 180HD\",'180HD-Imperial'!F76,IF($F$11='Chamber Images'!$A$9,'360HD-Imperial'!I76,0))))))))","v":92.257088888888887},2.6124255346488887,{"$f":"IF($F$11=\"Contactor 100HD\",'100HD-Imperial'!G76,IF($F$11=\"Recharger 150XLHD\",'150XLHD-Imperial'!G76,IF($F$11=\"Recharger 280HD\",'280HD-Imperial'!G76,IF($F$11=\"Recharger 330XLHD\",'330XLHD-Imperial'!G76,IF($F$11=\"Recharger 902HD\",'902HD-Imperial'!J76,IF($F$11=\"Contactor Field Drain C-4HD\",'C-4HD-Imperial'!E76,IF($F$11=\"Recharger 180HD\",'180HD-Imperial'!G76,IF($F$11='Chamber Images'!$A$9,'360HD-Imperial'!J76,0))))))))","v":92.257088888888887},2.6124255346488887,{"$f":"IF($F$11=\"Contactor 100HD\",'100HD-Imperial'!H76,IF($F$11=\"Recharger 150XLHD\",'150XLHD-Imperial'!H76,IF($F$11=\"Recharger 280HD\",'280HD-Imperial'!H76,IF($F$11=\"Recharger 330XLHD\",'330XLHD-Imperial'!H76,IF($F$11=\"Recharger 902HD\",'902HD-Imperial'!K76,IF($F$11=\"Contactor Field Drain C-4HD\",'C-4HD-Imperial'!F76,IF($F$11=\"Recharger 180HD\",'180HD-Imperial'!H76,IF($F$11='Chamber Images'!$A$9,'360HD-Imperial'!K76,0))))))))","v":738.05671111111121},20.899404277191113,{"$f":"IF($F$11=\"Contactor 100HD\",'100HD-Imperial'!I76,IF($F$11=\"Recharger 150XLHD\",'150XLHD-Imperial'!I76,IF($F$11=\"Recharger 280HD\",'280HD-Imperial'!I76,IF($F$11=\"Recharger 330XLHD\",'330XLHD-Imperial'!I76,IF($F$11=\"Recharger 902HD\",'902HD-Imperial'!L76,IF($F$11=\"Contactor Field Drain C-4HD\",'C-4HD-Imperial'!G76,IF($F$11=\"Recharger 180HD\",'180HD-Imperial'!I76,IF($F$11='Chamber Images'!$A$9,'360HD-Imperial'!L76,0))))))))","v":0.67},0.20319999999999999,{"$f":"IF($F$11=\"Contactor 100HD\",'100HD-Imperial'!J76,IF($F$11=\"Recharger 150XLHD\",'150XLHD-Imperial'!J76,IF($F$11=\"Recharger 280HD\",'280HD-Imperial'!J76,IF($F$11=\"Recharger 330XLHD\",'330XLHD-Imperial'!J76,IF($F$11=\"Recharger 902HD\",'902HD-Imperial'!M76,IF($F$11=\"Recharger 180HD\",'180HD-Imperial'!J76,IF($F$11='Chamber Images'!$A$9,'360HD-Imperial'!M76,IF($F$11='Chamber Images'!A62,'C-4HD-Imperial'!H76,\"\"))))))))","v":""}]
[null,{"$f":"IF($F$11=\"Contactor 100HD\",'100HD-Imperial'!A77,IF($F$11=\"Recharger 150XLHD\",'150XLHD-Imperial'!A77,IF($F$11=\"Recharger 280HD\",'280HD-Imperial'!A77,IF($F$11=\"Recharger 330XLHD\",'330XLHD-Imperial'!A77,IF($F$11=\"Recharger 902HD\",'902HD-Imperial'!A77,IF($F$11=\"Contactor Field Drain C-4HD\",'C-4HD-Imperial'!A77,IF($F$11=\"Recharger 180HD\",'180HD-Imperial'!A77,IF($F$11='Chamber Images'!$A$9,'360HD-Imperial'!A77))))))))","v":7},177.79999999999998,{"$f":"IF($F$11=\"Contactor 100HD\",'100HD-Imperial'!D77,IF($F$11=\"Recharger 150XLHD\",'150XLHD-Imperial'!D77,IF($F$11=\"Recharger 280HD\",'280HD-Imperial'!D77,IF($F$11=\"Recharger 330XLHD\",'330XLHD-Imperial'!D77,IF($F$11=\"Recharger 902HD\",'902HD-Imperial'!G77,IF($F$11=\"Contactor Field Drain C-4HD\",'C-4HD-Imperial'!C77,IF($F$11=\"Recharger 180HD\",'180HD-Imperial'!D77,IF($F$11='Chamber Images'!$A$9,'360HD-Imperial'!G77,0))))))))","v":0},0,{"$f":"IF($F$11=\"Contactor 100HD\",'100HD-Imperial'!E77,IF($F$11=\"Recharger 150XLHD\",'150XLHD-Imperial'!E77,IF($F$11=\"Recharger 280HD\",'280HD-Imperial'!E77,IF($F$11=\"Recharger 330XLHD\",'330XLHD-Imperial'!E77,IF($F$11=\"Recharger 902HD\",'902HD-Imperial'!H77,IF($F$11=\"Recharger 180HD\",'180HD-Imperial'!C77,IF($F$11='Chamber Images'!$A$9,'360HD-Imperial'!H77,\"\")))))))","v":0},0,{"$f":"IF($F$11=\"Contactor 100HD\",'100HD-Imperial'!F77,IF($F$11=\"Recharger 150XLHD\",'150XLHD-Imperial'!F77,IF($F$11=\"Recharger 280HD\",'280HD-Imperial'!F77,IF($F$11=\"Recharger 330XLHD\",'330XLHD-Imperial'!F77,IF($F$11=\"Recharger 902HD\",'902HD-Imperial'!I77,IF($F$11=\"Contactor Field Drain C-4HD\",'C-4HD-Imperial'!D77,IF($F$11=\"Recharger 180HD\",'180HD-Imperial'!F77,IF($F$11='Chamber Images'!$A$9,'360HD-Imperial'!I77,0))))))))","v":92.257088888888887},2.6124255346488887,{"$f":"IF($F$11=\"Contactor 100HD\",'100HD-Imperial'!G77,IF($F$11=\"Recharger 150XLHD\",'150XLHD-Imperial'!G77,IF($F$11=\"Recharger 280HD\",'280HD-Imperial'!G77,IF($F$11=\"Recharger 330XLHD\",'330XLHD-Imperial'!G77,IF($F$11=\"Recharger 902HD\",'902HD-Imperial'!J77,IF($F$11=\"Contactor Field Drain C-4HD\",'C-4HD-Imperial'!E77,IF($F$11=\"Recharger 180HD\",'180HD-Imperial'!G77,IF($F$11='Chamber Images'!$A$9,'360HD-Imperial'!J77,0))))))))","v":92.257088888888887},2.6124255346488887,{"$f":"IF($F$11=\"Contactor 100HD\",'100HD-Imperial'!H77,IF($F$11=\"Recharger 150XLHD\",'150XLHD-Imperial'!H77,IF($F$11=\"Recharger 280HD\",'280HD-Imperial'!H77,IF($F$11=\"Recharger 330XLHD\",'330XLHD-Imperial'!H77,IF($F$11=\"Recharger 902HD\",'902HD-Imperial'!K77,IF($F$11=\"Contactor Field Drain C-4HD\",'C-4HD-Imperial'!F77,IF($F$11=\"Recharger 180HD\",'180HD-Imperial'!H77,IF($F$11='Chamber Images'!$A$9,'360HD-Imperial'!K77,0))))))))","v":645.7996222222223},18.286978742542225,{"$f":"IF($F$11=\"Contactor 100HD\",'100HD-Imperial'!I77,IF($F$11=\"Recharger 150XLHD\",'150XLHD-Imperial'!I77,IF($F$11=\"Recharger 280HD\",'280HD-Imperial'!I77,IF($F$11=\"Recharger 330XLHD\",'330XLHD-Imperial'!I77,IF($F$11=\"Recharger 902HD\",'902HD-Imperial'!L77,IF($F$11=\"Contactor Field Drain C-4HD\",'C-4HD-Imperial'!G77,IF($F$11=\"Recharger 180HD\",'180HD-Imperial'!I77,IF($F$11='Chamber Images'!$A$9,'360HD-Imperial'!L77,0))))))))","v":0.57999999999999996},0.17779999999999999,{"$f":"IF($F$11=\"Contactor 100HD\",'100HD-Imperial'!J77,IF($F$11=\"Recharger 150XLHD\",'150XLHD-Imperial'!J77,IF($F$11=\"Recharger 280HD\",'280HD-Imperial'!J77,IF($F$11=\"Recharger 330XLHD\",'330XLHD-Imperial'!J77,IF($F$11=\"Recharger 902HD\",'902HD-Imperial'!M77,IF($F$11=\"Recharger 180HD\",'180HD-Imperial'!J77,IF($F$11='Chamber Images'!$A$9,'360HD-Imperial'!M77,IF($F$11='Chamber Images'!A63,'C-4HD-Imperial'!H77,\"\"))))))))","v":""}]
[null,{"$f":"IF($F$11=\"Contactor 100HD\",'100HD-Imperial'!A78,IF($F$11=\"Recharger 150XLHD\",'150XLHD-Imperial'!A78,IF($F$11=\"Recharger 280HD\",'280HD-Imperial'!A78,IF($F$11=\"Recharger 330XLHD\",'330XLHD-Imperial'!A78,IF($F$11=\"Recharger 902HD\",'902HD-Imperial'!A78,IF($F$11=\"Contactor Field Drain C-4HD\",'C-4HD-Imperial'!A78,IF($F$11=\"Recharger 180HD\",'180HD-Imperial'!A78,IF($F$11='Chamber Images'!$A$9,'360HD-Imperial'!A78))))))))","v":6},152.39999999999998,{"$f":"IF($F$11=\"Contactor 100HD\",'100HD-Imperial'!D78,IF($F$11=\"Recharger 150XLHD\",'150XLHD-Imperial'!D78,IF($F$11=\"Recharger 280HD\",'280HD-Imperial'!D78,IF($F$11=\"Recharger 330XLHD\",'330XLHD-Imperial'!D78,IF($F$11=\"Recharger 902HD\",'902HD-Imperial'!G78,IF($F$11=\"Contactor Field Drain C-4HD\",'C-4HD-Imperial'!C78,IF($F$11=\"Recharger 180HD\",'180HD-Imperial'!D78,IF($F$11='Chamber Images'!$A$9,'360HD-Imperial'!G78,0))))))))","v":0},0,{"$f":"IF($F$11=\"Contactor 100HD\",'100HD-Imperial'!E78,IF($F$11=\"Recharger 150XLHD\",'150XLHD-Imperial'!E78,IF($F$11=\"Recharger 280HD\",'280HD-Imperial'!E78,IF($F$11=\"Recharger 330XLHD\",'330XLHD-Imperial'!E78,IF($F$11=\"Recharger 902HD\",'902HD-Imperial'!H78,IF($F$11=\"Recharger 180HD\",'180HD-Imperial'!C78,IF($F$11='Chamber Images'!$A$9,'360HD-Imperial'!H78,\"\")))))))","v":0},0,{"$f":"IF($F$11=\"Contactor 100HD\",'100HD-Imperial'!F78,IF($F$11=\"Recharger 150XLHD\",'150XLHD-Imperial'!F78,IF($F$11=\"Recharger 280HD\",'280HD-Imperial'!F78,IF($F$11=\"Recharger 330XLHD\",'330XLHD-Imperial'!F78,IF($F$11=\"Recharger 902HD\",'902HD-Imperial'!I78,IF($F$11=\"Contactor Field Drain C-4HD\",'C-4HD-Imperial'!D78,IF($F$11=\"Recharger 180HD\",'180HD-Imperial'!F78,IF($F$11='Chamber Images'!$A$9,'360HD-Imperial'!I78,0))))))))","v":92.257088888888887},2.6124255346488887,{"$f":"IF($F$11=\"Contactor 100HD\",'100HD-Imperial'!G78,IF($F$11=\"Recharger 150XLHD\",'150XLHD-Imperial'!G78,IF($F$11=\"Recharger 280HD\",'280HD-Imperial'!G78,IF($F$11=\"Recharger 330XLHD\",'330XLHD-Imperial'!G78,IF($F$11=\"Recharger 902HD\",'902HD-Imperial'!J78,IF($F$11=\"Contactor Field Drain C-4HD\",'C-4HD-Imperial'!E78,IF($F$11=\"Recharger 180HD\",'180HD-Imperial'!G78,IF($F$11='Chamber Images'!$A$9,'360HD-Imperial'!J78,0))))))))","v":92.257088888888887},2.6124255346488887,{"$f":"IF($F$11=\"Contactor 100HD\",'100HD-Imperial'!H78,IF($F$11=\"Recharger 150XLHD\",'150XLHD-Imperial'!H78,IF($F$11=\"Recharger 280HD\",'280HD-Imperial'!H78,IF($F$11=\"Recharger 330XLHD\",'330XLHD-Imperial'!H78,IF($F$11=\"Recharger 902HD\",'902HD-Imperial'!K78,IF($F$11=\"Contactor Field Drain C-4HD\",'C-4HD-Imperial'!F78,IF($F$11=\"Recharger 180HD\",'180HD-Imperial'!H78,IF($F$11='Chamber Images'!$A$9,'360HD-Imperial'!K78,0))))))))","v":553.54253333333338},15.674553207893334,{"$f":"IF($F$11=\"Contactor 100HD\",'100HD-Imperial'!I78,IF($F$11=\"Recharger 150XLHD\",'150XLHD-Imperial'!I78,IF($F$11=\"Recharger 280HD\",'280HD-Imperial'!I78,IF($F$11=\"Recharger 330XLHD\",'330XLHD-Imperial'!I78,IF($F$11=\"Recharger 902HD\",'902HD-Imperial'!L78,IF($F$11=\"Contactor Field Drain C-4HD\",'C-4HD-Imperial'!G78,IF($F$11=\"Recharger 180HD\",'180HD-Imperial'!I78,IF($F$11='Chamber Images'!$A$9,'360HD-Imperial'!L78,0))))))))","v":0.5},0.15239999999999998,{"$f":"IF($F$11=\"Contactor 100HD\",'100HD-Imperial'!J78,IF($F$11=\"Recharger 150XLHD\",'150XLHD-Imperial'!J78,IF($F$11=\"Recharger 280HD\",'280HD-Imperial'!J78,IF($F$11=\"Recharger 330XLHD\",'330XLHD-Imperial'!J78,IF($F$11=\"Recharger 902HD\",'902HD-Imperial'!M78,IF($F$11=\"Recharger 180HD\",'180HD-Imperial'!J78,IF($F$11='Chamber Images'!$A$9,'360HD-Imperial'!M78,IF($F$11='Chamber Images'!A64,'C-4HD-Imperial'!H78,\"\"))))))))","v":""}]
[null,{"$f":"IF($F$11=\"Contactor 100HD\",'100HD-Imperial'!A79,IF($F$11=\"Recharger 150XLHD\",'150XLHD-Imperial'!A79,IF($F$11=\"Recharger 280HD\",'280HD-Imperial'!A79,IF($F$11=\"Recharger 330XLHD\",'330XLHD-Imperial'!A79,IF($F$11=\"Recharger 902HD\",'902HD-Imperial'!A79,IF($F$11=\"Contactor Field Drain C-4HD\",'C-4HD-Imperial'!A79,IF($F$11=\"Recharger 180HD\",'180HD-Imperial'!A79,IF($F$11='Chamber Images'!$A$9,'360HD-Imperial'!A79))))))))","v":5},127,{"$f":"IF($F$11=\"Contactor 100HD\",'100HD-Imperial'!D79,IF($F$11=\"Recharger 150XLHD\",'150XLHD-Imperial'!D79,IF($F$11=\"Recharger 280HD\",'280HD-Imperial'!D79,IF($F$11=\"Recharger 330XLHD\",'330XLHD-Imperial'!D79,IF($F$11=\"Recharger 902HD\",'902HD-Imperial'!G79,IF($F$11=\"Contactor Field Drain C-4HD\",'C-4HD-Imperial'!C79,IF($F$11=\"Recharger 180HD\",'180HD-Imperial'!D79,IF($F$11='Chamber Images'!$A$9,'360HD-Imperial'!G79,0))))))))","v":0},0,{"$f":"IF($F$11=\"Contactor 100HD\",'100HD-Imperial'!E79,IF($F$11=\"Recharger 150XLHD\",'150XLHD-Imperial'!E79,IF($F$11=\"Recharger 280HD\",'280HD-Imperial'!E79,IF($F$11=\"Recharger 330XLHD\",'330XLHD-Imperial'!E79,IF($F$11=\"Recharger 902HD\",'902HD-Imperial'!H79,IF($F$11=\"Recharger 180HD\",'180HD-Imperial'!C79,IF($F$11='Chamber Images'!$A$9,'360HD-Imperial'!H79,\"\")))))))","v":0},{"$f":"IF($F$11=\"Contactor Field Drain C-4HD\",\"\",IF(B89=0,0,IF(B89<0,\"\",F89*0.0283168)))","v":0},{"$f":"IF($F$11=\"Contactor 100HD\",'100HD-Imperial'!F79,IF($F$11=\"Recharger 150XLHD\",'150XLHD-Imperial'!F79,IF($F$11=\"Recharger 280HD\",'280HD-Imperial'!F79,IF($F$11=\"Recharger 330XLHD\",'330XLHD-Imperial'!F79,IF($F$11=\"Recharger 902HD\",'902HD-Imperial'!I79,IF($F$11=\"Contactor Field Drain C-4HD\",'C-4HD-Imperial'!D79,IF($F$11=\"Recharger 180HD\",'180HD-Imperial'!F79,IF($F$11='Chamber Images'!$A$9,'360HD-Imperial'!I79,0))))))))","v":92.257088888888887},2.6124255346488887,{"$f":"IF($F$11=\"Contactor 100HD\",'100HD-Imperial'!G79,IF($F$11=\"Recharger 150XLHD\",'150XLHD-Imperial'!G79,IF($F$11=\"Recharger 280HD\",'280HD-Imperial'!G79,IF($F$11=\"Recharger 330XLHD\",'330XLHD-Imperial'!G79,IF($F$11=\"Recharger 902HD\",'902HD-Imperial'!J79,IF($F$11=\"Contactor Field Drain C-4HD\",'C-4HD-Imperial'!E79,IF($F$11=\"Recharger 180HD\",'180HD-Imperial'!G79,IF($F$11='Chamber Images'!$A$9,'360HD-Imperial'!J79,0))))))))","v":92.257088888888887},2.6124255346488887,{"$f":"IF($F$11=\"Contactor 100HD\",'100HD-Imperial'!H79,IF($F$11=\"Recharger 150XLHD\",'150XLHD-Imperial'!H79,IF($F$11=\"Recharger 280HD\",'280HD-Imperial'!H79,IF($F$11=\"Recharger 330XLHD\",'330XLHD-Imperial'!H79,IF($F$11=\"Recharger 902HD\",'902HD-Imperial'!K79,IF($F$11=\"Contactor Field Drain C-4HD\",'C-4HD-Imperial'!F79,IF($F$11=\"Recharger 180HD\",'180HD-Imperial'!H79,IF($F$11='Chamber Images'!$A$9,'360HD-Imperial'!K79,0))))))))","v":461.28544444444447},13.062127673244445,{"$f":"IF($F$11=\"Contactor 100HD\",'100HD-Imperial'!I79,IF($F$11=\"Recharger 150XLHD\",'150XLHD-Imperial'!I79,IF($F$11=\"Recharger 280HD\",'280HD-Imperial'!I79,IF($F$11=\"Recharger 330XLHD\",'330XLHD-Imperial'!I79,IF($F$11=\"Recharger 902HD\",'902HD-Imperial'!L79,IF($F$11=\"Contactor Field Drain C-4HD\",'C-4HD-Imperial'!G79,IF($F$11=\"Recharger 180HD\",'180HD-Imperial'!I79,IF($F$11='Chamber Images'!$A$9,'360HD-Imperial'!L79,0))))))))","v":0.42},{"$f":"IF(B89<0,\"\",F$19+C89/1000)","v":0.127},{"$f":"IF($F$11=\"Contactor 100HD\",'100HD-Imperial'!J79,IF($F$11=\"Recharger 150XLHD\",'150XLHD-Imperial'!J79,IF($F$11=\"Recharger 280HD\",'280HD-Imperial'!J79,IF($F$11=\"Recharger 330XLHD\",'330XLHD-Imperial'!J79,IF($F$11=\"Recharger 902HD\",'902HD-Imperial'!M79,IF($F$11=\"Recharger 180HD\",'180HD-Imperial'!J79,IF($F$11='Chamber Images'!$A$9,'360HD-Imperial'!M79,IF($F$11='Chamber Images'!A65,'C-4HD-Imperial'!H79,\"\"))))))))","v":""}]
[null,{"$f":"IF($F$11=\"Contactor 100HD\",'100HD-Imperial'!A80,IF($F$11=\"Recharger 150XLHD\",'150XLHD-Imperial'!A80,IF($F$11=\"Recharger 280HD\",'280HD-Imperial'!A80,IF($F$11=\"Recharger 330XLHD\",'330XLHD-Imperial'!A80,IF($F$11=\"Recharger 902HD\",'902HD-Imperial'!A80,IF($F$11=\"Contactor Field Drain C-4HD\",'C-4HD-Imperial'!A80,IF($F$11=\"Recharger 180HD\",'180HD-Imperial'!A80,IF($F$11='Chamber Images'!$A$9,'360HD-Imperial'!A80))))))))","v":4},{"$f":"B90*25.4","v":101.6},{"$f":"IF($F$11=\"Contactor 100HD\",'100HD-Imperial'!D80,IF($F$11=\"Recharger 150XLHD\",'150XLHD-Imperial'!D80,IF($F$11=\"Recharger 280HD\",'280HD-Imperial'!D80,IF($F$11=\"Recharger 330XLHD\",'330XLHD-Imperial'!D80,IF($F$11=\"Recharger 902HD\",'902HD-Imperial'!G80,IF($F$11=\"Contactor Field Drain C-4HD\",'C-4HD-Imperial'!C80,IF($F$11=\"Recharger 180HD\",'180HD-Imperial'!D80,IF($F$11='Chamber Images'!$A$9,'360HD-Imperial'!G80,0))))))))","v":0},{"$f":"IF(B90=0,0,IF(B90<0,\"\",D90*0.0283168))","v":0},{"$f":"IF($F$11=\"Contactor 100HD\",'100HD-Imperial'!E80,IF($F$11=\"Recharger 150XLHD\",'150XLHD-Imperial'!E80,IF($F$11=\"Recharger 280HD\",'280HD-Imperial'!E80,IF($F$11=\"Recharger 330XLHD\",'330XLHD-Imperial'!E80,IF($F$11=\"Recharger 902HD\",'902HD-Imperial'!H80,IF($F$11=\"Recharger 180HD\",'180HD-Imperial'!C80,IF($F$11='Chamber Images'!$A$9,'360HD-Imperial'!H80,\"\")))))))","v":0},0,{"$f":"IF($F$11=\"Contactor 100HD\",'100HD-Imperial'!F80,IF($F$11=\"Recharger 150XLHD\",'150XLHD-Imperial'!F80,IF($F$11=\"Recharger 280HD\",'280HD-Imperial'!F80,IF($F$11=\"Recharger 330XLHD\",'330XLHD-Imperial'!F80,IF($F$11=\"Recharger 902HD\",'902HD-Imperial'!I80,IF($F$11=\"Contactor Field Drain C-4HD\",'C-4HD-Imperial'!D80,IF($F$11=\"Recharger 180HD\",'180HD-Imperial'!F80,IF($F$11='Chamber Images'!$A$9,'360HD-Imperial'!I80,0))))))))","v":92.257088888888887},{"$f":"IF(B90=0,0,IF(B90<0,\"\",H90*0.0283168))","v":2.6124255346488887},{"$f":"IF($F$11=\"Contactor 100HD\",'100HD-Imperial'!G80,IF($F$11=\"Recharger 150XLHD\",'150XLHD-Imperial'!G80,IF($F$11=\"Recharger 280HD\",'280HD-Imperial'!G80,IF($F$11=\"Recharger 330XLHD\",'330XLHD-Imperial'!G80,IF($F$11=\"Recharger 902HD\",'902HD-Imperial'!J80,IF($F$11=\"Contactor Field Drain C-4HD\",'C-4HD-Imperial'!E80,IF($F$11=\"Recharger 180HD\",'180HD-Imperial'!G80,IF($F$11='Chamber Images'!$A$9,'360HD-Imperial'!J80,0))))))))","v":92.257088888888887},{"$f":"IF(B90=0,0,IF(B90<0,\"\",J90*0.0283168))","v":2.6124255346488887},{"$f":"IF($F$11=\"Contactor 100HD\",'100HD-Imperial'!H80,IF($F$11=\"Recharger 150XLHD\",'150XLHD-Imperial'!H80,IF($F$11=\"Recharger 280HD\",'280HD-Imperial'!H80,IF($F$11=\"Recharger 330XLHD\",'330XLHD-Imperial'!H80,IF($F$11=\"Recharger 902HD\",'902HD-Imperial'!K80,IF($F$11=\"Contactor Field Drain C-4HD\",'C-4HD-Imperial'!F80,IF($F$11=\"Recharger 180HD\",'180HD-Imperial'!H80,IF($F$11='Chamber Images'!$A$9,'360HD-Imperial'!K80,0))))))))","v":369.02835555555555},{"$f":"IF(B90=0,0,IF(B90<0,\"\",L90*0.0283168))","v":10.449702138595555},{"$f":"IF($F$11=\"Contactor 100HD\",'100HD-Imperial'!I80,IF($F$11=\"Recharger 150XLHD\",'150XLHD-Imperial'!I80,IF($F$11=\"Recharger 280HD\",'280HD-Imperial'!I80,IF($F$11=\"Recharger 330XLHD\",'330XLHD-Imperial'!I80,IF($F$11=\"Recharger 902HD\",'902HD-Imperial'!L80,IF($F$11=\"Contactor Field Drain C-4HD\",'C-4HD-Imperial'!G80,IF($F$11=\"Recharger 180HD\",'180HD-Imperial'!I80,IF($F$11='Chamber Images'!$A$9,'360HD-Imperial'!L80,0))))))))","v":0.33},0.1016,{"$f":"IF($F$11=\"Contactor 100HD\",'100HD-Imperial'!J80,IF($F$11=\"Recharger 150XLHD\",'150XLHD-Imperial'!J80,IF($F$11=\"Recharger 280HD\",'280HD-Imperial'!J80,IF($F$11=\"Recharger 330XLHD\",'330XLHD-Imperial'!J80,IF($F$11=\"Recharger 902HD\",'902HD-Imperial'!M80,IF($F$11=\"Recharger 180HD\",'180HD-Imperial'!J80,IF($F$11='Chamber Images'!$A$9,'360HD-Imperial'!M80,IF($F$11='Chamber Images'!A66,'C-4HD-Imperial'!H80,\"\"))))))))","v":""}]
[null,{"$f":"IF($F$11=\"Contactor 100HD\",'100HD-Imperial'!A81,IF($F$11=\"Recharger 150XLHD\",'150XLHD-Imperial'!A81,IF($F$11=\"Recharger 280HD\",'280HD-Imperial'!A81,IF($F$11=\"Recharger 330XLHD\",'330XLHD-Imperial'!A81,IF($F$11=\"Recharger 902HD\",'902HD-Imperial'!A81,IF($F$11=\"Contactor Field Drain C-4HD\",'C-4HD-Imperial'!A81,IF($F$11=\"Recharger 180HD\",'180HD-Imperial'!A81,IF($F$11='Chamber Images'!$A$9,'360HD-Imperial'!A81))))))))","v":3},76.199999999999989,{"$f":"IF($F$11=\"Contactor 100HD\",'100HD-Imperial'!D81,IF($F$11=\"Recharger 150XLHD\",'150XLHD-Imperial'!D81,IF($F$11=\"Recharger 280HD\",'280HD-Imperial'!D81,IF($F$11=\"Recharger 330XLHD\",'330XLHD-Imperial'!D81,IF($F$11=\"Recharger 902HD\",'902HD-Imperial'!G81,IF($F$11=\"Contactor Field Drain C-4HD\",'C-4HD-Imperial'!C81,IF($F$11=\"Recharger 180HD\",'180HD-Imperial'!D81,IF($F$11='Chamber Images'!$A$9,'360HD-Imperial'!G81,0))))))))","v":0},0,{"$f":"IF($F$11=\"Contactor 100HD\",'100HD-Imperial'!E81,IF($F$11=\"Recharger 150XLHD\",'150XLHD-Imperial'!E81,IF($F$11=\"Recharger 280HD\",'280HD-Imperial'!E81,IF($F$11=\"Recharger 330XLHD\",'330XLHD-Imperial'!E81,IF($F$11=\"Recharger 902HD\",'902HD-Imperial'!H81,IF($F$11=\"Recharger 180HD\",'180HD-Imperial'!C81,IF($F$11='Chamber Images'!$A$9,'360HD-Imperial'!H81,\"\")))))))","v":0},0,{"$f":"IF($F$11=\"Contactor 100HD\",'100HD-Imperial'!F81,IF($F$11=\"Recharger 150XLHD\",'150XLHD-Imperial'!F81,IF($F$11=\"Recharger 280HD\",'280HD-Imperial'!F81,IF($F$11=\"Recharger 330XLHD\",'330XLHD-Imperial'!F81,IF($F$11=\"Recharger 902HD\",'902HD-Imperial'!I81,IF($F$11=\"Contactor Field Drain C-4HD\",'C-4HD-Imperial'!D81,IF($F$11=\"Recharger 180HD\",'180HD-Imperial'!F81,IF($F$11='Chamber Images'!$A$9,'360HD-Imperial'!I81,0))))))))","v":92.257088888888887},2.6124255346488887,{"$f":"IF($F$11=\"Contactor 100HD\",'100HD-Imperial'!G81,IF($F$11=\"Recharger 150XLHD\",'150XLHD-Imperial'!G81,IF($F$11=\"Recharger 280HD\",'280HD-Imperial'!G81,IF($F$11=\"Recharger 330XLHD\",'330XLHD-Imperial'!G81,IF($F$11=\"Recharger 902HD\",'902HD-Imperial'!J81,IF($F$11=\"Contactor Field Drain C-4HD\",'C-4HD-Imperial'!E81,IF($F$11=\"Recharger 180HD\",'180HD-Imperial'!G81,IF($F$11='Chamber Images'!$A$9,'360HD-Imperial'!J81,0))))))))","v":92.257088888888887},2.6124255346488887,{"$f":"IF($F$11=\"Contactor 100HD\",'100HD-Imperial'!H81,IF($F$11=\"Recharger 150XLHD\",'150XLHD-Imperial'!H81,IF($F$11=\"Recharger 280HD\",'280HD-Imperial'!H81,IF($F$11=\"Recharger 330XLHD\",'330XLHD-Imperial'!H81,IF($F$11=\"Recharger 902HD\",'902HD-Imperial'!K81,IF($F$11=\"Contactor Field Drain C-4HD\",'C-4HD-Imperial'!F81,IF($F$11=\"Recharger 180HD\",'180HD-Imperial'!H81,IF($F$11='Chamber Images'!$A$9,'360HD-Imperial'!K81,0))))))))","v":276.77126666666663},7.8372766039466653,{"$f":"IF($F$11=\"Contactor 100HD\",'100HD-Imperial'!I81,IF($F$11=\"Recharger 150XLHD\",'150XLHD-Imperial'!I81,IF($F$11=\"Recharger 280HD\",'280HD-Imperial'!I81,IF($F$11=\"Recharger 330XLHD\",'330XLHD-Imperial'!I81,IF($F$11=\"Recharger 902HD\",'902HD-Imperial'!L81,IF($F$11=\"Contactor Field Drain C-4HD\",'C-4HD-Imperial'!G81,IF($F$11=\"Recharger 180HD\",'180HD-Imperial'!I81,IF($F$11='Chamber Images'!$A$9,'360HD-Imperial'!L81,0))))))))","v":0.25},7.619999999999999E-2,{"$f":"IF($F$11=\"Contactor 100HD\",'100HD-Imperial'!J81,IF($F$11=\"Recharger 150XLHD\",'150XLHD-Imperial'!J81,IF($F$11=\"Recharger 280HD\",'280HD-Imperial'!J81,IF($F$11=\"Recharger 330XLHD\",'330XLHD-Imperial'!J81,IF($F$11=\"Recharger 902HD\",'902HD-Imperial'!M81,IF($F$11=\"Recharger 180HD\",'180HD-Imperial'!J81,IF($F$11='Chamber Images'!$A$9,'360HD-Imperial'!M81,IF($F$11='Chamber Images'!A67,'C-4HD-Imperial'!H81,\"\"))))))))","v":""}]
[null,{"$f":"IF($F$11=\"Contactor 100HD\",'100HD-Imperial'!A82,IF($F$11=\"Recharger 150XLHD\",'150XLHD-Imperial'!A82,IF($F$11=\"Recharger 280HD\",'280HD-Imperial'!A82,IF($F$11=\"Recharger 330XLHD\",'330XLHD-Imperial'!A82,IF($F$11=\"Recharger 902HD\",'902HD-Imperial'!A82,IF($F$11=\"Contactor Field Drain C-4HD\",'C-4HD-Imperial'!A82,IF($F$11=\"Recharger 180HD\",'180HD-Imperial'!A82,IF($F$11='Chamber Images'!$A$9,'360HD-Imperial'!A82))))))))","v":2},50.8,{"$f":"IF($F$11=\"Contactor 100HD\",'100HD-Imperial'!D82,IF($F$11=\"Recharger 150XLHD\",'150XLHD-Imperial'!D82,IF($F$11=\"Recharger 280HD\",'280HD-Imperial'!D82,IF($F$11=\"Recharger 330XLHD\",'330XLHD-Imperial'!D82,IF($F$11=\"Recharger 902HD\",'902HD-Imperial'!G82,IF($F$11=\"Contactor Field Drain C-4HD\",'C-4HD-Imperial'!C82,IF($F$11=\"Recharger 180HD\",'180HD-Imperial'!D82,IF($F$11='Chamber Images'!$A$9,'360HD-Imperial'!G82,0))))))))","v":0},0,{"$f":"IF($F$11=\"Contactor 100HD\",'100HD-Imperial'!E82,IF($F$11=\"Recharger 150XLHD\",'150XLHD-Imperial'!E82,IF($F$11=\"Recharger 280HD\",'280HD-Imperial'!E82,IF($F$11=\"Recharger 330XLHD\",'330XLHD-Imperial'!E82,IF($F$11=\"Recharger 902HD\",'902HD-Imperial'!H82,IF($F$11=\"Recharger 180HD\",'180HD-Imperial'!C82,IF($F$11='Chamber Images'!$A$9,'360HD-Imperial'!H82,\"\")))))))","v":0},0,{"$f":"IF($F$11=\"Contactor 100HD\",'100HD-Imperial'!F82,IF($F$11=\"Recharger 150XLHD\",'150XLHD-Imperial'!F82,IF($F$11=\"Recharger 280HD\",'280HD-Imperial'!F82,IF($F$11=\"Recharger 330XLHD\",'330XLHD-Imperial'!F82,IF($F$11=\"Recharger 902HD\",'902HD-Imperial'!I82,IF($F$11=\"Contactor Field Drain C-4HD\",'C-4HD-Imperial'!D82,IF($F$11=\"Recharger 180HD\",'180HD-Imperial'!F82,IF($F$11='Chamber Images'!$A$9,'360HD-Imperial'!I82,0))))))))","v":92.257088888888887},2.6124255346488887,{"$f":"IF($F$11=\"Contactor 100HD\",'100HD-Imperial'!G82,IF($F$11=\"Recharger 150XLHD\",'150XLHD-Imperial'!G82,IF($F$11=\"Recharger 280HD\",'280HD-Imperial'!G82,IF($F$11=\"Recharger 330XLHD\",'330XLHD-Imperial'!G82,IF($F$11=\"Recharger 902HD\",'902HD-Imperial'!J82,IF($F$11=\"Contactor Field Drain C-4HD\",'C-4HD-Imperial'!E82,IF($F$11=\"Recharger 180HD\",'180HD-Imperial'!G82,IF($F$11='Chamber Images'!$A$9,'360HD-Imperial'!J82,0))))))))","v":92.257088888888887},2.6124255346488887,{"$f":"IF($F$11=\"Contactor 100HD\",'100HD-Imperial'!H82,IF($F$11=\"Recharger 150XLHD\",'150XLHD-Imperial'!H82,IF($F$11=\"Recharger 280HD\",'280HD-Imperial'!H82,IF($F$11=\"Recharger 330XLHD\",'330XLHD-Imperial'!H82,IF($F$11=\"Recharger 902HD\",'902HD-Imperial'!K82,IF($F$11=\"Contactor Field Drain C-4HD\",'C-4HD-Imperial'!F82,IF($F$11=\"Recharger 180HD\",'180HD-Imperial'!H82,IF($F$11='Chamber Images'!$A$9,'360HD-Imperial'!K82,0))))))))","v":184.51417777777777},5.2248510692977774,{"$f":"IF($F$11=\"Contactor 100HD\",'100HD-Imperial'!I82,IF($F$11=\"Recharger 150XLHD\",'150XLHD-Imperial'!I82,IF($F$11=\"Recharger 280HD\",'280HD-Imperial'!I82,IF($F$11=\"Recharger 330XLHD\",'330XLHD-Imperial'!I82,IF($F$11=\"Recharger 902HD\",'902HD-Imperial'!L82,IF($F$11=\"Contactor Field Drain C-4HD\",'C-4HD-Imperial'!G82,IF($F$11=\"Recharger 180HD\",'180HD-Imperial'!I82,IF($F$11='Chamber Images'!$A$9,'360HD-Imperial'!L82,0))))))))","v":0.17},5.0799999999999998E-2,{"$f":"IF($F$11=\"Contactor 100HD\",'100HD-Imperial'!J82,IF($F$11=\"Recharger 150XLHD\",'150XLHD-Imperial'!J82,IF($F$11=\"Recharger 280HD\",'280HD-Imperial'!J82,IF($F$11=\"Recharger 330XLHD\",'330XLHD-Imperial'!J82,IF($F$11=\"Recharger 902HD\",'902HD-Imperial'!M82,IF($F$11=\"Recharger 180HD\",'180HD-Imperial'!J82,IF($F$11='Chamber Images'!$A$9,'360HD-Imperial'!M82,IF($F$11='Chamber Images'!A68,'C-4HD-Imperial'!H82,\"\"))))))))","v":""}]
[null,{"$f":"IF($F$11=\"Contactor 100HD\",'100HD-Imperial'!A83,IF($F$11=\"Recharger 150XLHD\",'150XLHD-Imperial'!A83,IF($F$11=\"Recharger 280HD\",'280HD-Imperial'!A83,IF($F$11=\"Recharger 330XLHD\",'330XLHD-Imperial'!A83,IF($F$11=\"Recharger 902HD\",'902HD-Imperial'!A83,IF($F$11=\"Contactor Field Drain C-4HD\",'C-4HD-Imperial'!A83,IF($F$11=\"Recharger 180HD\",'180HD-Imperial'!A83,IF($F$11='Chamber Images'!$A$9,'360HD-Imperial'!A83))))))))","v":1},25.4,{"$f":"IF($F$11=\"Contactor 100HD\",'100HD-Imperial'!D83,IF($F$11=\"Recharger 150XLHD\",'150XLHD-Imperial'!D83,IF($F$11=\"Recharger 280HD\",'280HD-Imperial'!D83,IF($F$11=\"Recharger 330XLHD\",'330XLHD-Imperial'!D83,IF($F$11=\"Recharger 902HD\",'902HD-Imperial'!G83,IF($F$11=\"Contactor Field Drain C-4HD\",'C-4HD-Imperial'!C83,IF($F$11=\"Recharger 180HD\",'180HD-Imperial'!D83,IF($F$11='Chamber Images'!$A$9,'360HD-Imperial'!G83,0))))))))","v":0},0,{"$f":"IF($F$11=\"Contactor 100HD\",'100HD-Imperial'!E83,IF($F$11=\"Recharger 150XLHD\",'150XLHD-Imperial'!E83,IF($F$11=\"Recharger 280HD\",'280HD-Imperial'!E83,IF($F$11=\"Recharger 330XLHD\",'330XLHD-Imperial'!E83,IF($F$11=\"Recharger 902HD\",'902HD-Imperial'!H83,IF($F$11=\"Recharger 180HD\",'180HD-Imperial'!C83,IF($F$11='Chamber Images'!$A$9,'360HD-Imperial'!H83,\"\")))))))","v":0},0,{"$f":"IF($F$11=\"Contactor 100HD\",'100HD-Imperial'!F83,IF($F$11=\"Recharger 150XLHD\",'150XLHD-Imperial'!F83,IF($F$11=\"Recharger 280HD\",'280HD-Imperial'!F83,IF($F$11=\"Recharger 330XLHD\",'330XLHD-Imperial'!F83,IF($F$11=\"Recharger 902HD\",'902HD-Imperial'!I83,IF($F$11=\"Contactor Field Drain C-4HD\",'C-4HD-Imperial'!D83,IF($F$11=\"Recharger 180HD\",'180HD-Imperial'!F83,IF($F$11='Chamber Images'!$A$9,'360HD-Imperial'!I83,0))))))))","v":92.257088888888887},2.6124255346488887,{"$f":"IF($F$11=\"Contactor 100HD\",'100HD-Imperial'!G83,IF($F$11=\"Recharger 150XLHD\",'150XLHD-Imperial'!G83,IF($F$11=\"Recharger 280HD\",'280HD-Imperial'!G83,IF($F$11=\"Recharger 330XLHD\",'330XLHD-Imperial'!G83,IF($F$11=\"Recharger 902HD\",'902HD-Imperial'!J83,IF($F$11=\"Contactor Field Drain C-4HD\",'C-4HD-Imperial'!E83,IF($F$11=\"Recharger 180HD\",'180HD-Imperial'!G83,IF($F$11='Chamber Images'!$A$9,'360HD-Imperial'!J83,0))))))))","v":92.257088888888887},2.6124255346488887,{"$f":"IF($F$11=\"Contactor 100HD\",'100HD-Imperial'!H83,IF($F$11=\"Recharger 150XLHD\",'150XLHD-Imperial'!H83,IF($F$11=\"Recharger 280HD\",'280HD-Imperial'!H83,IF($F$11=\"Recharger 330XLHD\",'330XLHD-Imperial'!H83,IF($F$11=\"Recharger 902HD\",'902HD-Imperial'!K83,IF($F$11=\"Contactor Field Drain C-4HD\",'C-4HD-Imperial'!F83,IF($F$11=\"Recharger 180HD\",'180HD-Imperial'!H83,IF($F$11='Chamber Images'!$A$9,'360HD-Imperial'!K83,0))))))))","v":92.257088888888887},2.6124255346488887,{"$f":"IF($F$11=\"Contactor 100HD\",'100HD-Imperial'!I83,IF($F$11=\"Recharger 150XLHD\",'150XLHD-Imperial'!I83,IF($F$11=\"Recharger 280HD\",'280HD-Imperial'!I83,IF($F$11=\"Recharger 330XLHD\",'330XLHD-Imperial'!I83,IF($F$11=\"Recharger 902HD\",'902HD-Imperial'!L83,IF($F$11=\"Contactor Field Drain C-4HD\",'C-4HD-Imperial'!G83,IF($F$11=\"Recharger 180HD\",'180HD-Imperial'!I83,IF($F$11='Chamber Images'!$A$9,'360HD-Imperial'!L83,0))))))))","v":0.08},2.5399999999999999E-2,{"$f":"IF($F$11=\"Contactor 100HD\",'100HD-Imperial'!J83,IF($F$11=\"Recharger 150XLHD\",'150XLHD-Imperial'!J83,IF($F$11=\"Recharger 280HD\",'280HD-Imperial'!J83,IF($F$11=\"Recharger 330XLHD\",'330XLHD-Imperial'!J83,IF($F$11=\"Recharger 902HD\",'902HD-Imperial'!M83,IF($F$11=\"Recharger 180HD\",'180HD-Imperial'!J83,IF($F$11='Chamber Images'!$A$9,'360HD-Imperial'!M83,IF($F$11='Chamber Images'!A69,'C-4HD-Imperial'!H83,\"\"))))))))","v":""}]
[null,{"$f":"IF($F$11=\"Contactor 100HD\",'100HD-Imperial'!A84,IF($F$11=\"Recharger 150XLHD\",'150XLHD-Imperial'!A84,IF($F$11=\"Recharger 280HD\",'280HD-Imperial'!A84,IF($F$11=\"Recharger 330XLHD\",'330XLHD-Imperial'!A84,IF($F$11=\"Recharger 902HD\",'902HD-Imperial'!A84,IF($F$11=\"Contactor Field Drain C-4HD\",'C-4HD-Imperial'!A84,IF($F$11=\"Recharger 180HD\",'180HD-Imperial'!A84,IF($F$11='Chamber Images'!$A$9,'360HD-Imperial'!A84))))))))","v":0},0,{"$f":"IF($F$11=\"Contactor 100HD\",'100HD-Imperial'!D84,IF($F$11=\"Recharger 150XLHD\",'150XLHD-Imperial'!D84,IF($F$11=\"Recharger 280HD\",'280HD-Imperial'!D84,IF($F$11=\"Recharger 330XLHD\",'330XLHD-Imperial'!D84,IF($F$11=\"Recharger 902HD\",'902HD-Imperial'!G84,IF($F$11=\"Contactor Field Drain C-4HD\",'C-4HD-Imperial'!C84,IF($F$11=\"Recharger 180HD\",'180HD-Imperial'!D84,IF($F$11='Chamber Images'!$A$9,'360HD-Imperial'!G84,0))))))))","v":0},0,{"$f":"IF($F$11=\"Contactor 100HD\",'100HD-Imperial'!E84,IF($F$11=\"Recharger 150XLHD\",'150XLHD-Imperial'!E84,IF($F$11=\"Recharger 280HD\",'280HD-Imperial'!E84,IF($F$11=\"Recharger 330XLHD\",'330XLHD-Imperial'!E84,IF($F$11=\"Recharger 902HD\",'902HD-Imperial'!H84,IF($F$11=\"Recharger 180HD\",'180HD-Imperial'!C84,IF($F$11='Chamber Images'!$A$9,'360HD-Imperial'!H84,\"\")))))))","v":0},0,{"$f":"IF($F$11=\"Contactor 100HD\",'100HD-Imperial'!F84,IF($F$11=\"Recharger 150XLHD\",'150XLHD-Imperial'!F84,IF($F$11=\"Recharger 280HD\",'280HD-Imperial'!F84,IF($F$11=\"Recharger 330XLHD\",'330XLHD-Imperial'!F84,IF($F$11=\"Recharger 902HD\",'902HD-Imperial'!I84,IF($F$11=\"Contactor Field Drain C-4HD\",'C-4HD-Imperial'!D84,IF($F$11=\"Recharger 180HD\",'180HD-Imperial'!F84,IF($F$11='Chamber Images'!$A$9,'360HD-Imperial'!I84,0))))))))","v":0},0,{"$f":"IF($F$11=\"Contactor 100HD\",'100HD-Imperial'!G84,IF($F$11=\"Recharger 150XLHD\",'150XLHD-Imperial'!G84,IF($F$11=\"Recharger 280HD\",'280HD-Imperial'!G84,IF($F$11=\"Recharger 330XLHD\",'330XLHD-Imperial'!G84,IF($F$11=\"Recharger 902HD\",'902HD-Imperial'!J84,IF($F$11=\"Contactor Field Drain C-4HD\",'C-4HD-Imperial'!E84,IF($F$11=\"Recharger 180HD\",'180HD-Imperial'!G84,IF($F$11='Chamber Images'!$A$9,'360HD-Imperial'!J84,0))))))))","v":0},0,{"$f":"IF($F$11=\"Contactor 100HD\",'100HD-Imperial'!H84,IF($F$11=\"Recharger 150XLHD\",'150XLHD-Imperial'!H84,IF($F$11=\"Recharger 280HD\",'280HD-Imperial'!H84,IF($F$11=\"Recharger 330XLHD\",'330XLHD-Imperial'!H84,IF($F$11=\"Recharger 902HD\",'902HD-Imperial'!K84,IF($F$11=\"Contactor Field Drain C-4HD\",'C-4HD-Imperial'!F84,IF($F$11=\"Recharger 180HD\",'180HD-Imperial'!H84,IF($F$11='Chamber Images'!$A$9,'360HD-Imperial'!K84,0))))))))","v":0},0,{"$f":"IF($F$11=\"Contactor 100HD\",'100HD-Imperial'!I84,IF($F$11=\"Recharger 150XLHD\",'150XLHD-Imperial'!I84,IF($F$11=\"Recharger 280HD\",'280HD-Imperial'!I84,IF($F$11=\"Recharger 330XLHD\",'330XLHD-Imperial'!I84,IF($F$11=\"Recharger 902HD\",'902HD-Imperial'!L84,IF($F$11=\"Contactor Field Drain C-4HD\",'C-4HD-Imperial'!G84,IF($F$11=\"Recharger 180HD\",'180HD-Imperial'!I84,IF($F$11='Chamber Images'!$A$9,'360HD-Imperial'!L84,0))))))))","v":0},0,{"$f":"IF($F$11=\"Contactor 100HD\",'100HD-Imperial'!J84,IF($F$11=\"Recharger 150XLHD\",'150XLHD-Imperial'!J84,IF($F$11=\"Recharger 280HD\",'280HD-Imperial'!J84,IF($F$11=\"Recharger 330XLHD\",'330XLHD-Imperial'!J84,IF($F$11=\"Recharger 902HD\",'902HD-Imperial'!M84,IF($F$11=\"Recharger 180HD\",'180HD-Imperial'!J84,IF($F$11='Chamber Images'!$A$9,'360HD-Imperial'!M84,IF($F$11='Chamber Images'!A70,'C-4HD-Imperial'!H84,\"\"))))))))","v":"Bottom of Stone Elevation"}]
[null,{"$f":"IF($F$11=\"Contactor 100HD\",'100HD-Imperial'!A85,IF($F$11=\"Recharger 150XLHD\",'150XLHD-Imperial'!A85,IF($F$11=\"Recharger 280HD\",'280HD-Imperial'!A85,IF($F$11=\"Recharger 330XLHD\",'330XLHD-Imperial'!A85,IF($F$11=\"Recharger 902HD\",'902HD-Imperial'!A85,IF($F$11=\"Contactor Field Drain C-4HD\",'C-4HD-Imperial'!A85,IF($F$11=\"Recharger 180HD\",'180HD-Imperial'!A85,IF($F$11='Chamber Images'!$A$9,'360HD-Imperial'!A85))))))))","v":-1},-25.4,{"$f":"IF($F$11=\"Contactor 100HD\",'100HD-Imperial'!D85,IF($F$11=\"Recharger 150XLHD\",'150XLHD-Imperial'!D85,IF($F$11=\"Recharger 280HD\",'280HD-Imperial'!D85,IF($F$11=\"Recharger 330XLHD\",'330XLHD-Imperial'!D85,IF($F$11=\"Recharger 902HD\",'902HD-Imperial'!G85,IF($F$11=\"Contactor Field Drain C-4HD\",'C-4HD-Imperial'!C85,IF($F$11=\"Recharger 180HD\",'180HD-Imperial'!D85,IF($F$11='Chamber Images'!$A$9,'360HD-Imperial'!G85,0))))))))","v":""},"",{"$f":"IF($F$11=\"Contactor 100HD\",'100HD-Imperial'!E85,IF($F$11=\"Recharger 150XLHD\",'150XLHD-Imperial'!E85,IF($F$11=\"Recharger 280HD\",'280HD-Imperial'!E85,IF($F$11=\"Recharger 330XLHD\",'330XLHD-Imperial'!E85,IF($F$11=\"Recharger 902HD\",'902HD-Imperial'!H85,IF($F$11=\"Recharger 180HD\",'180HD-Imperial'!C85,IF($F$11='Chamber Images'!$A$9,'360HD-Imperial'!H85,\"\")))))))","v":""},"",{"$f":"IF($F$11=\"Contactor 100HD\",'100HD-Imperial'!F85,IF($F$11=\"Recharger 150XLHD\",'150XLHD-Imperial'!F85,IF($F$11=\"Recharger 280HD\",'280HD-Imperial'!F85,IF($F$11=\"Recharger 330XLHD\",'330XLHD-Imperial'!F85,IF($F$11=\"Recharger 902HD\",'902HD-Imperial'!I85,IF($F$11=\"Contactor Field Drain C-4HD\",'C-4HD-Imperial'!D85,IF($F$11=\"Recharger 180HD\",'180HD-Imperial'!F85,IF($F$11='Chamber Images'!$A$9,'360HD-Imperial'!I85,0))))))))","v":""},"",{"$f":"IF($F$11=\"Contactor 100HD\",'100HD-Imperial'!G85,IF($F$11=\"Recharger 150XLHD\",'150XLHD-Imperial'!G85,IF($F$11=\"Recharger 280HD\",'280HD-Imperial'!G85,IF($F$11=\"Recharger 330XLHD\",'330XLHD-Imperial'!G85,IF($F$11=\"Recharger 902HD\",'902HD-Imperial'!J85,IF($F$11=\"Contactor Field Drain C-4HD\",'C-4HD-Imperial'!E85,IF($F$11=\"Recharger 180HD\",'180HD-Imperial'!G85,IF($F$11='Chamber Images'!$A$9,'360HD-Imperial'!J85,0))))))))","v":""},"",{"$f":"IF($F$11=\"Contactor 100HD\",'100HD-Imperial'!H85,IF($F$11=\"Recharger 150XLHD\",'150XLHD-Imperial'!H85,IF($F$11=\"Recharger 280HD\",'280HD-Imperial'!H85,IF($F$11=\"Recharger 330XLHD\",'330XLHD-Imperial'!H85,IF($F$11=\"Recharger 902HD\",'902HD-Imperial'!K85,IF($F$11=\"Contactor Field Drain C-4HD\",'C-4HD-Imperial'!F85,IF($F$11=\"Recharger 180HD\",'180HD-Imperial'!H85,IF($F$11='Chamber Images'!$A$9,'360HD-Imperial'!K85,0))))))))","v":""},"",{"$f":"IF($F$11=\"Contactor 100HD\",'100HD-Imperial'!I85,IF($F$11=\"Recharger 150XLHD\",'150XLHD-Imperial'!I85,IF($F$11=\"Recharger 280HD\",'280HD-Imperial'!I85,IF($F$11=\"Recharger 330XLHD\",'330XLHD-Imperial'!I85,IF($F$11=\"Recharger 902HD\",'902HD-Imperial'!L85,IF($F$11=\"Contactor Field Drain C-4HD\",'C-4HD-Imperial'!G85,IF($F$11=\"Recharger 180HD\",'180HD-Imperial'!I85,IF($F$11='Chamber Images'!$A$9,'360HD-Imperial'!L85,0))))))))","v":""},"",{"$f":"IF($F$11=\"Contactor 100HD\",'100HD-Imperial'!J85,IF($F$11=\"Recharger 150XLHD\",'150XLHD-Imperial'!J85,IF($F$11=\"Recharger 280HD\",'280HD-Imperial'!J85,IF($F$11=\"Recharger 330XLHD\",'330XLHD-Imperial'!J85,IF($F$11=\"Recharger 902HD\",'902HD-Imperial'!M85,IF($F$11=\"Recharger 180HD\",'180HD-Imperial'!J85,IF($F$11='Chamber Images'!$A$9,'360HD-Imperial'!M85,IF($F$11='Chamber Images'!A71,'C-4HD-Imperial'!H85,\"\"))))))))","v":""}]
[null,{"$f":"IF($F$11=\"Contactor 100HD\",'100HD-Imperial'!A86,IF($F$11=\"Recharger 150XLHD\",'150XLHD-Imperial'!A86,IF($F$11=\"Recharger 280HD\",'280HD-Imperial'!A86,IF($F$11=\"Recharger 330XLHD\",'330XLHD-Imperial'!A86,IF($F$11=\"Recharger 902HD\",'902HD-Imperial'!A86,IF($F$11=\"Contactor Field Drain C-4HD\",'C-4HD-Imperial'!A86,IF($F$11=\"Recharger 180HD\",'180HD-Imperial'!A86,IF($F$11='Chamber Images'!$A$9,'360HD-Imperial'!A86))))))))","v":-2},-50.8,{"$f":"IF($F$11=\"Contactor 100HD\",'100HD-Imperial'!D86,IF($F$11=\"Recharger 150XLHD\",'150XLHD-Imperial'!D86,IF($F$11=\"Recharger 280HD\",'280HD-Imperial'!D86,IF($F$11=\"Recharger 330XLHD\",'330XLHD-Imperial'!D86,IF($F$11=\"Recharger 902HD\",'902HD-Imperial'!G86,IF($F$11=\"Contactor Field Drain C-4HD\",'C-4HD-Imperial'!C86,IF($F$11=\"Recharger 180HD\",'180HD-Imperial'!D86,IF($F$11='Chamber Images'!$A$9,'360HD-Imperial'!G86,0))))))))","v":""},"",{"$f":"IF($F$11=\"Contactor 100HD\",'100HD-Imperial'!E86,IF($F$11=\"Recharger 150XLHD\",'150XLHD-Imperial'!E86,IF($F$11=\"Recharger 280HD\",'280HD-Imperial'!E86,IF($F$11=\"Recharger 330XLHD\",'330XLHD-Imperial'!E86,IF($F$11=\"Recharger 902HD\",'902HD-Imperial'!H86,IF($F$11=\"Recharger 180HD\",'180HD-Imperial'!C86,IF($F$11='Chamber Images'!$A$9,'360HD-Imperial'!H86,\"\")))))))","v":""},"",{"$f":"IF($F$11=\"Contactor 100HD\",'100HD-Imperial'!F86,IF($F$11=\"Recharger 150XLHD\",'150XLHD-Imperial'!F86,IF($F$11=\"Recharger 280HD\",'280HD-Imperial'!F86,IF($F$11=\"Recharger 330XLHD\",'330XLHD-Imperial'!F86,IF($F$11=\"Recharger 902HD\",'902HD-Imperial'!I86,IF($F$11=\"Contactor Field Drain C-4HD\",'C-4HD-Imperial'!D86,IF($F$11=\"Recharger 180HD\",'180HD-Imperial'!F86,IF($F$11='Chamber Images'!$A$9,'360HD-Imperial'!I86,0))))))))","v":""},"",{"$f":"IF($F$11=\"Contactor 100HD\",'100HD-Imperial'!G86,IF($F$11=\"Recharger 150XLHD\",'150XLHD-Imperial'!G86,IF($F$11=\"Recharger 280HD\",'280HD-Imperial'!G86,IF($F$11=\"Recharger 330XLHD\",'330XLHD-Imperial'!G86,IF($F$11=\"Recharger 902HD\",'902HD-Imperial'!J86,IF($F$11=\"Contactor Field Drain C-4HD\",'C-4HD-Imperial'!E86,IF($F$11=\"Recharger 180HD\",'180HD-Imperial'!G86,IF($F$11='Chamber Images'!$A$9,'360HD-Imperial'!J86,0))))))))","v":""},"",{"$f":"IF($F$11=\"Contactor 100HD\",'100HD-Imperial'!H86,IF($F$11=\"Recharger 150XLHD\",'150XLHD-Imperial'!H86,IF($F$11=\"Recharger 280HD\",'280HD-Imperial'!H86,IF($F$11=\"Recharger 330XLHD\",'330XLHD-Imperial'!H86,IF($F$11=\"Recharger 902HD\",'902HD-Imperial'!K86,IF($F$11=\"Contactor Field Drain C-4HD\",'C-4HD-Imperial'!F86,IF($F$11=\"Recharger 180HD\",'180HD-Imperial'!H86,IF($F$11='Chamber Images'!$A$9,'360HD-Imperial'!K86,0))))))))","v":""},"",{"$f":"IF($F$11=\"Contactor 100HD\",'100HD-Imperial'!I86,IF($F$11=\"Recharger 150XLHD\",'150XLHD-Imperial'!I86,IF($F$11=\"Recharger 280HD\",'280HD-Imperial'!I86,IF($F$11=\"Recharger 330XLHD\",'330XLHD-Imperial'!I86,IF($F$11=\"Recharger 902HD\",'902HD-Imperial'!L86,IF($F$11=\"Contactor Field Drain C-4HD\",'C-4HD-Imperial'!G86,IF($F$11=\"Recharger 180HD\",'180HD-Imperial'!I86,IF($F$11='Chamber Images'!$A$9,'360HD-Imperial'!L86,0))))))))","v":""},"",{"$f":"IF($F$11=\"Contactor 100HD\",'100HD-Imperial'!J86,IF($F$11=\"Recharger 150XLHD\",'150XLHD-Imperial'!J86,IF($F$11=\"Recharger 280HD\",'280HD-Imperial'!J86,IF($F$11=\"Recharger 330XLHD\",'330XLHD-Imperial'!J86,IF($F$11=\"Recharger 902HD\",'902HD-Imperial'!M86,IF($F$11=\"Recharger 180HD\",'180HD-Imperial'!J86,IF($F$11='Chamber Images'!$A$9,'360HD-Imperial'!M86,IF($F$11='Chamber Images'!A72,'C-4HD-Imperial'!H86,\"\"))))))))","v":""}]
[null,{"$f":"IF($F$11=\"Contactor 100HD\",'100HD-Imperial'!A87,IF($F$11=\"Recharger 150XLHD\",'150XLHD-Imperial'!A87,IF($F$11=\"Recharger 280HD\",'280HD-Imperial'!A87,IF($F$11=\"Recharger 330XLHD\",'330XLHD-Imperial'!A87,IF($F$11=\"Recharger 902HD\",'902HD-Imperial'!A87,IF($F$11=\"Contactor Field Drain C-4HD\",'C-4HD-Imperial'!A87,IF($F$11=\"Recharger 180HD\",'180HD-Imperial'!A87,IF($F$11='Chamber Images'!$A$9,'360HD-Imperial'!A87))))))))","v":-3},-76.199999999999989,{"$f":"IF($F$11=\"Contactor 100HD\",'100HD-Imperial'!D87,IF($F$11=\"Recharger 150XLHD\",'150XLHD-Imperial'!D87,IF($F$11=\"Recharger 280HD\",'280HD-Imperial'!D87,IF($F$11=\"Recharger 330XLHD\",'330XLHD-Imperial'!D87,IF($F$11=\"Recharger 902HD\",'902HD-Imperial'!G87,IF($F$11=\"Contactor Field Drain C-4HD\",'C-4HD-Imperial'!C87,IF($F$11=\"Recharger 180HD\",'180HD-Imperial'!D87,IF($F$11='Chamber Images'!$A$9,'360HD-Imperial'!G87,0))))))))","v":""},"",{"$f":"IF($F$11=\"Contactor 100HD\",'100HD-Imperial'!E87,IF($F$11=\"Recharger 150XLHD\",'150XLHD-Imperial'!E87,IF($F$11=\"Recharger 280HD\",'280HD-Imperial'!E87,IF($F$11=\"Recharger 330XLHD\",'330XLHD-Imperial'!E87,IF($F$11=\"Recharger 902HD\",'902HD-Imperial'!H87,IF($F$11=\"Recharger 180HD\",'180HD-Imperial'!C87,IF($F$11='Chamber Images'!$A$9,'360HD-Imperial'!H87,\"\")))))))","v":""},"",{"$f":"IF($F$11=\"Contactor 100HD\",'100HD-Imperial'!F87,IF($F$11=\"Recharger 150XLHD\",'150XLHD-Imperial'!F87,IF($F$11=\"Recharger 280HD\",'280HD-Imperial'!F87,IF($F$11=\"Recharger 330XLHD\",'330XLHD-Imperial'!F87,IF($F$11=\"Recharger 902HD\",'902HD-Imperial'!I87,IF($F$11=\"Contactor Field Drain C-4HD\",'C-4HD-Imperial'!D87,IF($F$11=\"Recharger 180HD\",'180HD-Imperial'!F87,IF($F$11='Chamber Images'!$A$9,'360HD-Imperial'!I87,0))))))))","v":""},"",{"$f":"IF($F$11=\"Contactor 100HD\",'100HD-Imperial'!G87,IF($F$11=\"Recharger 150XLHD\",'150XLHD-Imperial'!G87,IF($F$11=\"Recharger 280HD\",'280HD-Imperial'!G87,IF($F$11=\"Recharger 330XLHD\",'330XLHD-Imperial'!G87,IF($F$11=\"Recharger 902HD\",'902HD-Imperial'!J87,IF($F$11=\"Contactor Field Drain C-4HD\",'C-4HD-Imperial'!E87,IF($F$11=\"Recharger 180HD\",'180HD-Imperial'!G87,IF($F$11='Chamber Images'!$A$9,'360HD-Imperial'!J87,0))))))))","v":""},"",{"$f":"IF($F$11=\"Contactor 100HD\",'100HD-Imperial'!H87,IF($F$11=\"Recharger 150XLHD\",'150XLHD-Imperial'!H87,IF($F$11=\"Recharger 280HD\",'280HD-Imperial'!H87,IF($F$11=\"Recharger 330XLHD\",'330XLHD-Imperial'!H87,IF($F$11=\"Recharger 902HD\",'902HD-Imperial'!K87,IF($F$11=\"Contactor Field Drain C-4HD\",'C-4HD-Imperial'!F87,IF($F$11=\"Recharger 180HD\",'180HD-Imperial'!H87,IF($F$11='Chamber Images'!$A$9,'360HD-Imperial'!K87,0))))))))","v":""},"",{"$f":"IF($F$11=\"Contactor 100HD\",'100HD-Imperial'!I87,IF($F$11=\"Recharger 150XLHD\",'150XLHD-Imperial'!I87,IF($F$11=\"Recharger 280HD\",'280HD-Imperial'!I87,IF($F$11=\"Recharger 330XLHD\",'330XLHD-Imperial'!I87,IF($F$11=\"Recharger 902HD\",'902HD-Imperial'!L87,IF($F$11=\"Contactor Field Drain C-4HD\",'C-4HD-Imperial'!G87,IF($F$11=\"Recharger 180HD\",'180HD-Imperial'!I87,IF($F$11='Chamber Images'!$A$9,'360HD-Imperial'!L87,0))))))))","v":""},"",{"$f":"IF($F$11=\"Contactor 100HD\",'100HD-Imperial'!J87,IF($F$11=\"Recharger 150XLHD\",'150XLHD-Imperial'!J87,IF($F$11=\"Recharger 280HD\",'280HD-Imperial'!J87,IF($F$11=\"Recharger 330XLHD\",'330XLHD-Imperial'!J87,IF($F$11=\"Recharger 902HD\",'902HD-Imperial'!M87,IF($F$11=\"Recharger 180HD\",'180HD-Imperial'!J87,IF($F$11='Chamber Images'!$A$9,'360HD-Imperial'!M87,IF($F$11='Chamber Images'!A73,'C-4HD-Imperial'!H87,\"\"))))))))","v":""}]
[null,{"$f":"IF($F$11=\"Contactor 100HD\",'100HD-Imperial'!A88,IF($F$11=\"Recharger 150XLHD\",'150XLHD-Imperial'!A88,IF($F$11=\"Recharger 280HD\",'280HD-Imperial'!A88,IF($F$11=\"Recharger 330XLHD\",'330XLHD-Imperial'!A88,IF($F$11=\"Recharger 902HD\",'902HD-Imperial'!A88,IF($F$11=\"Contactor Field Drain C-4HD\",'C-4HD-Imperial'!A88,IF($F$11=\"Recharger 180HD\",'180HD-Imperial'!A88,IF($F$11='Chamber Images'!$A$9,'360HD-Imperial'!A88))))))))","v":-4},-101.6,{"$f":"IF($F$11=\"Contactor 100HD\",'100HD-Imperial'!D88,IF($F$11=\"Recharger 150XLHD\",'150XLHD-Imperial'!D88,IF($F$11=\"Recharger 280HD\",'280HD-Imperial'!D88,IF($F$11=\"Recharger 330XLHD\",'330XLHD-Imperial'!D88,IF($F$11=\"Recharger 902HD\",'902HD-Imperial'!G88,IF($F$11=\"Contactor Field Drain C-4HD\",'C-4HD-Imperial'!C88,IF($F$11=\"Recharger 180HD\",'180HD-Imperial'!D88,IF($F$11='Chamber Images'!$A$9,'360HD-Imperial'!G88,0))))))))","v":""},"",{"$f":"IF($F$11=\"Contactor 100HD\",'100HD-Imperial'!E88,IF($F$11=\"Recharger 150XLHD\",'150XLHD-Imperial'!E88,IF($F$11=\"Recharger 280HD\",'280HD-Imperial'!E88,IF($F$11=\"Recharger 330XLHD\",'330XLHD-Imperial'!E88,IF($F$11=\"Recharger 902HD\",'902HD-Imperial'!H88,IF($F$11=\"Recharger 180HD\",'180HD-Imperial'!C88,IF($F$11='Chamber Images'!$A$9,'360HD-Imperial'!H88,\"\")))))))","v":""},"",{"$f":"IF($F$11=\"Contactor 100HD\",'100HD-Imperial'!F88,IF($F$11=\"Recharger 150XLHD\",'150XLHD-Imperial'!F88,IF($F$11=\"Recharger 280HD\",'280HD-Imperial'!F88,IF($F$11=\"Recharger 330XLHD\",'330XLHD-Imperial'!F88,IF($F$11=\"Recharger 902HD\",'902HD-Imperial'!I88,IF($F$11=\"Contactor Field Drain C-4HD\",'C-4HD-Imperial'!D88,IF($F$11=\"Recharger 180HD\",'180HD-Imperial'!F88,IF($F$11='Chamber Images'!$A$9,'360HD-Imperial'!I88,0))))))))","v":""},"",{"$f":"IF($F$11=\"Contactor 100HD\",'100HD-Imperial'!G88,IF($F$11=\"Recharger 150XLHD\",'150XLHD-Imperial'!G88,IF($F$11=\"Recharger 280HD\",'280HD-Imperial'!G88,IF($F$11=\"Recharger 330XLHD\",'330XLHD-Imperial'!G88,IF($F$11=\"Recharger 902HD\",'902HD-Imperial'!J88,IF($F$11=\"Contactor Field Drain C-4HD\",'C-4HD-Imperial'!E88,IF($F$11=\"Recharger 180HD\",'180HD-Imperial'!G88,IF($F$11='Chamber Images'!$A$9,'360HD-Imperial'!J88,0))))))))","v":""},"",{"$f":"IF($F$11=\"Contactor 100HD\",'100HD-Imperial'!H88,IF($F$11=\"Recharger 150XLHD\",'150XLHD-Imperial'!H88,IF($F$11=\"Recharger 280HD\",'280HD-Imperial'!H88,IF($F$11=\"Recharger 330XLHD\",'330XLHD-Imperial'!H88,IF($F$11=\"Recharger 902HD\",'902HD-Imperial'!K88,IF($F$11=\"Contactor Field Drain C-4HD\",'C-4HD-Imperial'!F88,IF($F$11=\"Recharger 180HD\",'180HD-Imperial'!H88,IF($F$11='Chamber Images'!$A$9,'360HD-Imperial'!K88,0))))))))","v":""},"",{"$f":"IF($F$11=\"Contactor 100HD\",'100HD-Imperial'!I88,IF($F$11=\"Recharger 150XLHD\",'150XLHD-Imperial'!I88,IF($F$11=\"Recharger 280HD\",'280HD-Imperial'!I88,IF($F$11=\"Recharger 330XLHD\",'330XLHD-Imperial'!I88,IF($F$11=\"Recharger 902HD\",'902HD-Imperial'!L88,IF($F$11=\"Contactor Field Drain C-4HD\",'C-4HD-Imperial'!G88,IF($F$11=\"Recharger 180HD\",'180HD-Imperial'!I88,IF($F$11='Chamber Images'!$A$9,'360HD-Imperial'!L88,0))))))))","v":""},"",{"$f":"IF($F$11=\"Contactor 100HD\",'100HD-Imperial'!J88,IF($F$11=\"Recharger 150XLHD\",'150XLHD-Imperial'!J88,IF($F$11=\"Recharger 280HD\",'280HD-Imperial'!J88,IF($F$11=\"Recharger 330XLHD\",'330XLHD-Imperial'!J88,IF($F$11=\"Recharger 902HD\",'902HD-Imperial'!M88,IF($F$11=\"Recharger 180HD\",'180HD-Imperial'!J88,IF($F$11='Chamber Images'!$A$9,'360HD-Imperial'!M88,IF($F$11='Chamber Images'!A74,'C-4HD-Imperial'!H88,\"\"))))))))","v":""}]
[null,{"$f":"IF($F$11=\"Contactor 100HD\",'100HD-Imperial'!A89,IF($F$11=\"Recharger 150XLHD\",'150XLHD-Imperial'!A89,IF($F$11=\"Recharger 280HD\",'280HD-Imperial'!A89,IF($F$11=\"Recharger 330XLHD\",'330XLHD-Imperial'!A89,IF($F$11=\"Recharger 902HD\",'902HD-Imperial'!A89,IF($F$11=\"Contactor Field Drain C-4HD\",'C-4HD-Imperial'!A89,IF($F$11=\"Recharger 180HD\",'180HD-Imperial'!A89,IF($F$11='Chamber Images'!$A$9,'360HD-Imperial'!A89))))))))","v":-5},-127,{"$f":"IF($F$11=\"Contactor 100HD\",'100HD-Imperial'!D89,IF($F$11=\"Recharger 150XLHD\",'150XLHD-Imperial'!D89,IF($F$11=\"Recharger 280HD\",'280HD-Imperial'!D89,IF($F$11=\"Recharger 330XLHD\",'330XLHD-Imperial'!D89,IF($F$11=\"Recharger 902HD\",'902HD-Imperial'!G89,IF($F$11=\"Contactor Field Drain C-4HD\",'C-4HD-Imperial'!C89,IF($F$11=\"Recharger 180HD\",'180HD-Imperial'!D89,IF($F$11='Chamber Images'!$A$9,'360HD-Imperial'!G89,0))))))))","v":""},"",{"$f":"IF($F$11=\"Contactor 100HD\",'100HD-Imperial'!E89,IF($F$11=\"Recharger 150XLHD\",'150XLHD-Imperial'!E89,IF($F$11=\"Recharger 280HD\",'280HD-Imperial'!E89,IF($F$11=\"Recharger 330XLHD\",'330XLHD-Imperial'!E89,IF($F$11=\"Recharger 902HD\",'902HD-Imperial'!H89,IF($F$11=\"Recharger 180HD\",'180HD-Imperial'!C89,IF($F$11='Chamber Images'!$A$9,'360HD-Imperial'!H89,\"\")))))))","v":""},"",{"$f":"IF($F$11=\"Contactor 100HD\",'100HD-Imperial'!F89,IF($F$11=\"Recharger 150XLHD\",'150XLHD-Imperial'!F89,IF($F$11=\"Recharger 280HD\",'280HD-Imperial'!F89,IF($F$11=\"Recharger 330XLHD\",'330XLHD-Imperial'!F89,IF($F$11=\"Recharger 902HD\",'902HD-Imperial'!I89,IF($F$11=\"Contactor Field Drain C-4HD\",'C-4HD-Imperial'!D89,IF($F$11=\"Recharger 180HD\",'180HD-Imperial'!F89,IF($F$11='Chamber Images'!$A$9,'360HD-Imperial'!I89,0))))))))","v":""},"",{"$f":"IF($F$11=\"Contactor 100HD\",'100HD-Imperial'!G89,IF($F$11=\"Recharger 150XLHD\",'150XLHD-Imperial'!G89,IF($F$11=\"Recharger 280HD\",'280HD-Imperial'!G89,IF($F$11=\"Recharger 330XLHD\",'330XLHD-Imperial'!G89,IF($F$11=\"Recharger 902HD\",'902HD-Imperial'!J89,IF($F$11=\"Contactor Field Drain C-4HD\",'C-4HD-Imperial'!E89,IF($F$11=\"Recharger 180HD\",'180HD-Imperial'!G89,IF($F$11='Chamber Images'!$A$9,'360HD-Imperial'!J89,0))))))))","v":""},"",{"$f":"IF($F$11=\"Contactor 100HD\",'100HD-Imperial'!H89,IF($F$11=\"Recharger 150XLHD\",'150XLHD-Imperial'!H89,IF($F$11=\"Recharger 280HD\",'280HD-Imperial'!H89,IF($F$11=\"Recharger 330XLHD\",'330XLHD-Imperial'!H89,IF($F$11=\"Recharger 902HD\",'902HD-Imperial'!K89,IF($F$11=\"Contactor Field Drain C-4HD\",'C-4HD-Imperial'!F89,IF($F$11=\"Recharger 180HD\",'180HD-Imperial'!H89,IF($F$11='Chamber Images'!$A$9,'360HD-Imperial'!K89,0))))))))","v":""},"",{"$f":"IF($F$11=\"Contactor 100HD\",'100HD-Imperial'!I89,IF($F$11=\"Recharger 150XLHD\",'150XLHD-Imperial'!I89,IF($F$11=\"Recharger 280HD\",'280HD-Imperial'!I89,IF($F$11=\"Recharger 330XLHD\",'330XLHD-Imperial'!I89,IF($F$11=\"Recharger 902HD\",'902HD-Imperial'!L89,IF($F$11=\"Contactor Field Drain C-4HD\",'C-4HD-Imperial'!G89,IF($F$11=\"Recharger 180HD\",'180HD-Imperial'!I89,IF($F$11='Chamber Images'!$A$9,'360HD-Imperial'!L89,0))))))))","v":""},"",{"$f":"IF($F$11=\"Contactor 100HD\",'100HD-Imperial'!J89,IF($F$11=\"Recharger 150XLHD\",'150XLHD-Imperial'!J89,IF($F$11=\"Recharger 280HD\",'280HD-Imperial'!J89,IF($F$11=\"Recharger 330XLHD\",'330XLHD-Imperial'!J89,IF($F$11=\"Recharger 902HD\",'902HD-Imperial'!M89,IF($F$11=\"Recharger 180HD\",'180HD-Imperial'!J89,IF($F$11='Chamber Images'!$A$9,'360HD-Imperial'!M89,IF($F$11='Chamber Images'!A75,'C-4HD-Imperial'!H89,\"\"))))))))","v":""}]
[null,{"$f":"IF($F$11=\"Contactor 100HD\",'100HD-Imperial'!A90,IF($F$11=\"Recharger 150XLHD\",'150XLHD-Imperial'!A90,IF($F$11=\"Recharger 280HD\",'280HD-Imperial'!A90,IF($F$11=\"Recharger 330XLHD\",'330XLHD-Imperial'!A90,IF($F$11=\"Recharger 902HD\",'902HD-Imperial'!A90,IF($F$11=\"Contactor Field Drain C-4HD\",'C-4HD-Imperial'!A90,IF($F$11=\"Recharger 180HD\",'180HD-Imperial'!A90,IF($F$11='Chamber Images'!$A$9,'360HD-Imperial'!A90))))))))","v":-6},-152.39999999999998,{"$f":"IF($F$11=\"Contactor 100HD\",'100HD-Imperial'!D90,IF($F$11=\"Recharger 150XLHD\",'150XLHD-Imperial'!D90,IF($F$11=\"Recharger 280HD\",'280HD-Imperial'!D90,IF($F$11=\"Recharger 330XLHD\",'330XLHD-Imperial'!D90,IF($F$11=\"Recharger 902HD\",'902HD-Imperial'!G90,IF($F$11=\"Contactor Field Drain C-4HD\",'C-4HD-Imperial'!C90,IF($F$11=\"Recharger 180HD\",'180HD-Imperial'!D90,IF($F$11='Chamber Images'!$A$9,'360HD-Imperial'!G90,0))))))))","v":""},"",{"$f":"IF($F$11=\"Contactor 100HD\",'100HD-Imperial'!E90,IF($F$11=\"Recharger 150XLHD\",'150XLHD-Imperial'!E90,IF($F$11=\"Recharger 280HD\",'280HD-Imperial'!E90,IF($F$11=\"Recharger 330XLHD\",'330XLHD-Imperial'!E90,IF($F$11=\"Recharger 902HD\",'902HD-Imperial'!H90,IF($F$11=\"Recharger 180HD\",'180HD-Imperial'!C90,IF($F$11='Chamber Images'!$A$9,'360HD-Imperial'!H90,\"\")))))))","v":""},"",{"$f":"IF($F$11=\"Contactor 100HD\",'100HD-Imperial'!F90,IF($F$11=\"Recharger 150XLHD\",'150XLHD-Imperial'!F90,IF($F$11=\"Recharger 280HD\",'280HD-Imperial'!F90,IF($F$11=\"Recharger 330XLHD\",'330XLHD-Imperial'!F90,IF($F$11=\"Recharger 902HD\",'902HD-Imperial'!I90,IF($F$11=\"Contactor Field Drain C-4HD\",'C-4HD-Imperial'!D90,IF($F$11=\"Recharger 180HD\",'180HD-Imperial'!F90,IF($F$11='Chamber Images'!$A$9,'360HD-Imperial'!I90,0))))))))","v":""},"",{"$f":"IF($F$11=\"Contactor 100HD\",'100HD-Imperial'!G90,IF($F$11=\"Recharger 150XLHD\",'150XLHD-Imperial'!G90,IF($F$11=\"Recharger 280HD\",'280HD-Imperial'!G90,IF($F$11=\"Recharger 330XLHD\",'330XLHD-Imperial'!G90,IF($F$11=\"Recharger 902HD\",'902HD-Imperial'!J90,IF($F$11=\"Contactor Field Drain C-4HD\",'C-4HD-Imperial'!E90,IF($F$11=\"Recharger 180HD\",'180HD-Imperial'!G90,IF($F$11='Chamber Images'!$A$9,'360HD-Imperial'!J90,0))))))))","v":""},"",{"$f":"IF($F$11=\"Contactor 100HD\",'100HD-Imperial'!H90,IF($F$11=\"Recharger 150XLHD\",'150XLHD-Imperial'!H90,IF($F$11=\"Recharger 280HD\",'280HD-Imperial'!H90,IF($F$11=\"Recharger 330XLHD\",'330XLHD-Imperial'!H90,IF($F$11=\"Recharger 902HD\",'902HD-Imperial'!K90,IF($F$11=\"Contactor Field Drain C-4HD\",'C-4HD-Imperial'!F90,IF($F$11=\"Recharger 180HD\",'180HD-Imperial'!H90,IF($F$11='Chamber Images'!$A$9,'360HD-Imperial'!K90,0))))))))","v":""},"",{"$f":"IF($F$11=\"Contactor 100HD\",'100HD-Imperial'!I90,IF($F$11=\"Recharger 150XLHD\",'150XLHD-Imperial'!I90,IF($F$11=\"Recharger 280HD\",'280HD-Imperial'!I90,IF($F$11=\"Recharger 330XLHD\",'330XLHD-Imperial'!I90,IF($F$11=\"Recharger 902HD\",'902HD-Imperial'!L90,IF($F$11=\"Contactor Field Drain C-4HD\",'C-4HD-Imperial'!G90,IF($F$11=\"Recharger 180HD\",'180HD-Imperial'!I90,IF($F$11='Chamber Images'!$A$9,'360HD-Imperial'!L90,0))))))))","v":""},"",{"$f":"IF($F$11=\"Contactor 100HD\",'100HD-Imperial'!J90,IF($F$11=\"Recharger 150XLHD\",'150XLHD-Imperial'!J90,IF($F$11=\"Recharger 280HD\",'280HD-Imperial'!J90,IF($F$11=\"Recharger 330XLHD\",'330XLHD-Imperial'!J90,IF($F$11=\"Recharger 902HD\",'902HD-Imperial'!M90,IF($F$11=\"Recharger 180HD\",'180HD-Imperial'!J90,IF($F$11='Chamber Images'!$A$9,'360HD-Imperial'!M90,IF($F$11='Chamber Images'!A76,'C-4HD-Imperial'!H90,\"\"))))))))","v":""}]
[null,{"$f":"IF($F$11=\"Contactor 100HD\",'100HD-Imperial'!A91,IF($F$11=\"Recharger 150XLHD\",'150XLHD-Imperial'!A91,IF($F$11=\"Recharger 280HD\",'280HD-Imperial'!A91,IF($F$11=\"Recharger 330XLHD\",'330XLHD-Imperial'!A91,IF($F$11=\"Recharger 902HD\",'902HD-Imperial'!A91,IF($F$11=\"Contactor Field Drain C-4HD\",'C-4HD-Imperial'!A91,IF($F$11=\"Recharger 180HD\",'180HD-Imperial'!A91,IF($F$11='Chamber Images'!$A$9,'360HD-Imperial'!A91))))))))","v":-7},-177.79999999999998,{"$f":"IF($F$11=\"Contactor 100HD\",'100HD-Imperial'!D91,IF($F$11=\"Recharger 150XLHD\",'150XLHD-Imperial'!D91,IF($F$11=\"Recharger 280HD\",'280HD-Imperial'!D91,IF($F$11=\"Recharger 330XLHD\",'330XLHD-Imperial'!D91,IF($F$11=\"Recharger 902HD\",'902HD-Imperial'!G91,IF($F$11=\"Contactor Field Drain C-4HD\",'C-4HD-Imperial'!C91,IF($F$11=\"Recharger 180HD\",'180HD-Imperial'!D91,IF($F$11='Chamber Images'!$A$9,'360HD-Imperial'!G91,0))))))))","v":""},"",{"$f":"IF($F$11=\"Contactor 100HD\",'100HD-Imperial'!E91,IF($F$11=\"Recharger 150XLHD\",'150XLHD-Imperial'!E91,IF($F$11=\"Recharger 280HD\",'280HD-Imperial'!E91,IF($F$11=\"Recharger 330XLHD\",'330XLHD-Imperial'!E91,IF($F$11=\"Recharger 902HD\",'902HD-Imperial'!H91,IF($F$11=\"Recharger 180HD\",'180HD-Imperial'!C91,IF($F$11='Chamber Images'!$A$9,'360HD-Imperial'!H91,\"\")))))))","v":""},"",{"$f":"IF($F$11=\"Contactor 100HD\",'100HD-Imperial'!F91,IF($F$11=\"Recharger 150XLHD\",'150XLHD-Imperial'!F91,IF($F$11=\"Recharger 280HD\",'280HD-Imperial'!F91,IF($F$11=\"Recharger 330XLHD\",'330XLHD-Imperial'!F91,IF($F$11=\"Recharger 902HD\",'902HD-Imperial'!I91,IF($F$11=\"Contactor Field Drain C-4HD\",'C-4HD-Imperial'!D91,IF($F$11=\"Recharger 180HD\",'180HD-Imperial'!F91,IF($F$11='Chamber Images'!$A$9,'360HD-Imperial'!I91,0))))))))","v":""},"",{"$f":"IF($F$11=\"Contactor 100HD\",'100HD-Imperial'!G91,IF($F$11=\"Recharger 150XLHD\",'150XLHD-Imperial'!G91,IF($F$11=\"Recharger 280HD\",'280HD-Imperial'!G91,IF($F$11=\"Recharger 330XLHD\",'330XLHD-Imperial'!G91,IF($F$11=\"Recharger 902HD\",'902HD-Imperial'!J91,IF($F$11=\"Contactor Field Drain C-4HD\",'C-4HD-Imperial'!E91,IF($F$11=\"Recharger 180HD\",'180HD-Imperial'!G91,IF($F$11='Chamber Images'!$A$9,'360HD-Imperial'!J91,0))))))))","v":""},"",{"$f":"IF($F$11=\"Contactor 100HD\",'100HD-Imperial'!H91,IF($F$11=\"Recharger 150XLHD\",'150XLHD-Imperial'!H91,IF($F$11=\"Recharger 280HD\",'280HD-Imperial'!H91,IF($F$11=\"Recharger 330XLHD\",'330XLHD-Imperial'!H91,IF($F$11=\"Recharger 902HD\",'902HD-Imperial'!K91,IF($F$11=\"Contactor Field Drain C-4HD\",'C-4HD-Imperial'!F91,IF($F$11=\"Recharger 180HD\",'180HD-Imperial'!H91,IF($F$11='Chamber Images'!$A$9,'360HD-Imperial'!K91,0))))))))","v":""},"",{"$f":"IF($F$11=\"Contactor 100HD\",'100HD-Imperial'!I91,IF($F$11=\"Recharger 150XLHD\",'150XLHD-Imperial'!I91,IF($F$11=\"Recharger 280HD\",'280HD-Imperial'!I91,IF($F$11=\"Recharger 330XLHD\",'330XLHD-Imperial'!I91,IF($F$11=\"Recharger 902HD\",'902HD-Imperial'!L91,IF($F$11=\"Contactor Field Drain C-4HD\",'C-4HD-Imperial'!G91,IF($F$11=\"Recharger 180HD\",'180HD-Imperial'!I91,IF($F$11='Chamber Images'!$A$9,'360HD-Imperial'!L91,0))))))))","v":""},"",{"$f":"IF($F$11=\"Contactor 100HD\",'100HD-Imperial'!J91,IF($F$11=\"Recharger 150XLHD\",'150XLHD-Imperial'!J91,IF($F$11=\"Recharger 280HD\",'280HD-Imperial'!J91,IF($F$11=\"Recharger 330XLHD\",'330XLHD-Imperial'!J91,IF($F$11=\"Recharger 902HD\",'902HD-Imperial'!M91,IF($F$11=\"Recharger 180HD\",'180HD-Imperial'!J91,IF($F$11='Chamber Images'!$A$9,'360HD-Imperial'!M91,IF($F$11='Chamber Images'!A77,'C-4HD-Imperial'!H91,\"\"))))))))","v":""}]
[null,{"$f":"IF($F$11=\"Contactor 100HD\",'100HD-Imperial'!A92,IF($F$11=\"Recharger 150XLHD\",'150XLHD-Imperial'!A92,IF($F$11=\"Recharger 280HD\",'280HD-Imperial'!A92,IF($F$11=\"Recharger 330XLHD\",'330XLHD-Imperial'!A92,IF($F$11=\"Recharger 902HD\",'902HD-Imperial'!A92,IF($F$11=\"Contactor Field Drain C-4HD\",'C-4HD-Imperial'!A92,IF($F$11=\"Recharger 180HD\",'180HD-Imperial'!A92,IF($F$11='Chamber Images'!$A$9,'360HD-Imperial'!A92))))))))","v":-8},-203.2,{"$f":"IF($F$11=\"Contactor 100HD\",'100HD-Imperial'!D92,IF($F$11=\"Recharger 150XLHD\",'150XLHD-Imperial'!D92,IF($F$11=\"Recharger 280HD\",'280HD-Imperial'!D92,IF($F$11=\"Recharger 330XLHD\",'330XLHD-Imperial'!D92,IF($F$11=\"Recharger 902HD\",'902HD-Imperial'!G92,IF($F$11=\"Contactor Field Drain C-4HD\",'C-4HD-Imperial'!C92,IF($F$11=\"Recharger 180HD\",'180HD-Imperial'!D92,IF($F$11='Chamber Images'!$A$9,'360HD-Imperial'!G92,0))))))))","v":""},"",{"$f":"IF($F$11=\"Contactor 100HD\",'100HD-Imperial'!E92,IF($F$11=\"Recharger 150XLHD\",'150XLHD-Imperial'!E92,IF($F$11=\"Recharger 280HD\",'280HD-Imperial'!E92,IF($F$11=\"Recharger 330XLHD\",'330XLHD-Imperial'!E92,IF($F$11=\"Recharger 902HD\",'902HD-Imperial'!H92,IF($F$11=\"Recharger 180HD\",'180HD-Imperial'!C92,IF($F$11='Chamber Images'!$A$9,'360HD-Imperial'!H92,\"\")))))))","v":""},"",{"$f":"IF($F$11=\"Contactor 100HD\",'100HD-Imperial'!F92,IF($F$11=\"Recharger 150XLHD\",'150XLHD-Imperial'!F92,IF($F$11=\"Recharger 280HD\",'280HD-Imperial'!F92,IF($F$11=\"Recharger 330XLHD\",'330XLHD-Imperial'!F92,IF($F$11=\"Recharger 902HD\",'902HD-Imperial'!I92,IF($F$11=\"Contactor Field Drain C-4HD\",'C-4HD-Imperial'!D92,IF($F$11=\"Recharger 180HD\",'180HD-Imperial'!F92,IF($F$11='Chamber Images'!$A$9,'360HD-Imperial'!I92,0))))))))","v":""},"",{"$f":"IF($F$11=\"Contactor 100HD\",'100HD-Imperial'!G92,IF($F$11=\"Recharger 150XLHD\",'150XLHD-Imperial'!G92,IF($F$11=\"Recharger 280HD\",'280HD-Imperial'!G92,IF($F$11=\"Recharger 330XLHD\",'330XLHD-Imperial'!G92,IF($F$11=\"Recharger 902HD\",'902HD-Imperial'!J92,IF($F$11=\"Contactor Field Drain C-4HD\",'C-4HD-Imperial'!E92,IF($F$11=\"Recharger 180HD\",'180HD-Imperial'!G92,IF($F$11='Chamber Images'!$A$9,'360HD-Imperial'!J92,0))))))))","v":""},"",{"$f":"IF($F$11=\"Contactor 100HD\",'100HD-Imperial'!H92,IF($F$11=\"Recharger 150XLHD\",'150XLHD-Imperial'!H92,IF($F$11=\"Recharger 280HD\",'280HD-Imperial'!H92,IF($F$11=\"Recharger 330XLHD\",'330XLHD-Imperial'!H92,IF($F$11=\"Recharger 902HD\",'902HD-Imperial'!K92,IF($F$11=\"Contactor Field Drain C-4HD\",'C-4HD-Imperial'!F92,IF($F$11=\"Recharger 180HD\",'180HD-Imperial'!H92,IF($F$11='Chamber Images'!$A$9,'360HD-Imperial'!K92,0))))))))","v":""},"",{"$f":"IF($F$11=\"Contactor 100HD\",'100HD-Imperial'!I92,IF($F$11=\"Recharger 150XLHD\",'150XLHD-Imperial'!I92,IF($F$11=\"Recharger 280HD\",'280HD-Imperial'!I92,IF($F$11=\"Recharger 330XLHD\",'330XLHD-Imperial'!I92,IF($F$11=\"Recharger 902HD\",'902HD-Imperial'!L92,IF($F$11=\"Contactor Field Drain C-4HD\",'C-4HD-Imperial'!G92,IF($F$11=\"Recharger 180HD\",'180HD-Imperial'!I92,IF($F$11='Chamber Images'!$A$9,'360HD-Imperial'!L92,0))))))))","v":""},"",{"$f":"IF($F$11=\"Contactor 100HD\",'100HD-Imperial'!J92,IF($F$11=\"Recharger 150XLHD\",'150XLHD-Imperial'!J92,IF($F$11=\"Recharger 280HD\",'280HD-Imperial'!J92,IF($F$11=\"Recharger 330XLHD\",'330XLHD-Imperial'!J92,IF($F$11=\"Recharger 902HD\",'902HD-Imperial'!M92,IF($F$11=\"Recharger 180HD\",'180HD-Imperial'!J92,IF($F$11='Chamber Images'!$A$9,'360HD-Imperial'!M92,IF($F$11='Chamber Images'!A78,'C-4HD-Imperial'!H92,\"\"))))))))","v":""}]
[null,{"$f":"IF($F$11=\"Contactor 100HD\",'100HD-Imperial'!A93,IF($F$11=\"Recharger 150XLHD\",'150XLHD-Imperial'!A93,IF($F$11=\"Recharger 280HD\",'280HD-Imperial'!A93,IF($F$11=\"Recharger 330XLHD\",'330XLHD-Imperial'!A93,IF($F$11=\"Recharger 902HD\",'902HD-Imperial'!A93,IF($F$11=\"Contactor Field Drain C-4HD\",'C-4HD-Imperial'!A93,IF($F$11=\"Recharger 180HD\",'180HD-Imperial'!A93,IF($F$11='Chamber Images'!$A$9,'360HD-Imperial'!A93))))))))","v":-9},-228.6,{"$f":"IF($F$11=\"Contactor 100HD\",'100HD-Imperial'!D93,IF($F$11=\"Recharger 150XLHD\",'150XLHD-Imperial'!D93,IF($F$11=\"Recharger 280HD\",'280HD-Imperial'!D93,IF($F$11=\"Recharger 330XLHD\",'330XLHD-Imperial'!D93,IF($F$11=\"Recharger 902HD\",'902HD-Imperial'!G93,IF($F$11=\"Contactor Field Drain C-4HD\",'C-4HD-Imperial'!C93,IF($F$11=\"Recharger 180HD\",'180HD-Imperial'!D93,IF($F$11='Chamber Images'!$A$9,'360HD-Imperial'!G93,0))))))))","v":""},"",{"$f":"IF($F$11=\"Contactor 100HD\",'100HD-Imperial'!E93,IF($F$11=\"Recharger 150XLHD\",'150XLHD-Imperial'!E93,IF($F$11=\"Recharger 280HD\",'280HD-Imperial'!E93,IF($F$11=\"Recharger 330XLHD\",'330XLHD-Imperial'!E93,IF($F$11=\"Recharger 902HD\",'902HD-Imperial'!H93,IF($F$11=\"Recharger 180HD\",'180HD-Imperial'!C93,IF($F$11='Chamber Images'!$A$9,'360HD-Imperial'!H93,\"\")))))))","v":""},"",{"$f":"IF($F$11=\"Contactor 100HD\",'100HD-Imperial'!F93,IF($F$11=\"Recharger 150XLHD\",'150XLHD-Imperial'!F93,IF($F$11=\"Recharger 280HD\",'280HD-Imperial'!F93,IF($F$11=\"Recharger 330XLHD\",'330XLHD-Imperial'!F93,IF($F$11=\"Recharger 902HD\",'902HD-Imperial'!I93,IF($F$11=\"Contactor Field Drain C-4HD\",'C-4HD-Imperial'!D93,IF($F$11=\"Recharger 180HD\",'180HD-Imperial'!F93,IF($F$11='Chamber Images'!$A$9,'360HD-Imperial'!I93,0))))))))","v":""},"",{"$f":"IF($F$11=\"Contactor 100HD\",'100HD-Imperial'!G93,IF($F$11=\"Recharger 150XLHD\",'150XLHD-Imperial'!G93,IF($F$11=\"Recharger 280HD\",'280HD-Imperial'!G93,IF($F$11=\"Recharger 330XLHD\",'330XLHD-Imperial'!G93,IF($F$11=\"Recharger 902HD\",'902HD-Imperial'!J93,IF($F$11=\"Contactor Field Drain C-4HD\",'C-4HD-Imperial'!E93,IF($F$11=\"Recharger 180HD\",'180HD-Imperial'!G93,IF($F$11='Chamber Images'!$A$9,'360HD-Imperial'!J93,0))))))))","v":""},"",{"$f":"IF($F$11=\"Contactor 100HD\",'100HD-Imperial'!H93,IF($F$11=\"Recharger 150XLHD\",'150XLHD-Imperial'!H93,IF($F$11=\"Recharger 280HD\",'280HD-Imperial'!H93,IF($F$11=\"Recharger 330XLHD\",'330XLHD-Imperial'!H93,IF($F$11=\"Recharger 902HD\",'902HD-Imperial'!K93,IF($F$11=\"Contactor Field Drain C-4HD\",'C-4HD-Imperial'!F93,IF($F$11=\"Recharger 180HD\",'180HD-Imperial'!H93,IF($F$11='Chamber Images'!$A$9,'360HD-Imperial'!K93,0))))))))","v":""},"",{"$f":"IF($F$11=\"Contactor 100HD\",'100HD-Imperial'!I93,IF($F$11=\"Recharger 150XLHD\",'150XLHD-Imperial'!I93,IF($F$11=\"Recharger 280HD\",'280HD-Imperial'!I93,IF($F$11=\"Recharger 330XLHD\",'330XLHD-Imperial'!I93,IF($F$11=\"Recharger 902HD\",'902HD-Imperial'!L93,IF($F$11=\"Contactor Field Drain C-4HD\",'C-4HD-Imperial'!G93,IF($F$11=\"Recharger 180HD\",'180HD-Imperial'!I93,IF($F$11='Chamber Images'!$A$9,'360HD-Imperial'!L93,0))))))))","v":""},"",{"$f":"IF($F$11=\"Contactor 100HD\",'100HD-Imperial'!J93,IF($F$11=\"Recharger 150XLHD\",'150XLHD-Imperial'!J93,IF($F$11=\"Recharger 280HD\",'280HD-Imperial'!J93,IF($F$11=\"Recharger 330XLHD\",'330XLHD-Imperial'!J93,IF($F$11=\"Recharger 902HD\",'902HD-Imperial'!M93,IF($F$11=\"Recharger 180HD\",'180HD-Imperial'!J93,IF($F$11='Chamber Images'!$A$9,'360HD-Imperial'!M93,IF($F$11='Chamber Images'!A79,'C-4HD-Imperial'!H93,\"\"))))))))","v":""}]
[null,{"$f":"IF($F$11=\"Contactor 100HD\",'100HD-Imperial'!A94,IF($F$11=\"Recharger 150XLHD\",'150XLHD-Imperial'!A94,IF($F$11=\"Recharger 280HD\",'280HD-Imperial'!A94,IF($F$11=\"Recharger 330XLHD\",'330XLHD-Imperial'!A94,IF($F$11=\"Recharger 902HD\",'902HD-Imperial'!A94,IF($F$11=\"Contactor Field Drain C-4HD\",'C-4HD-Imperial'!A94,IF($F$11=\"Recharger 180HD\",'180HD-Imperial'!A94,IF($F$11='Chamber Images'!$A$9,'360HD-Imperial'!A94))))))))","v":-10},-254,{"$f":"IF($F$11=\"Contactor 100HD\",'100HD-Imperial'!D94,IF($F$11=\"Recharger 150XLHD\",'150XLHD-Imperial'!D94,IF($F$11=\"Recharger 280HD\",'280HD-Imperial'!D94,IF($F$11=\"Recharger 330XLHD\",'330XLHD-Imperial'!D94,IF($F$11=\"Recharger 902HD\",'902HD-Imperial'!G94,IF($F$11=\"Contactor Field Drain C-4HD\",'C-4HD-Imperial'!C94,IF($F$11=\"Recharger 180HD\",'180HD-Imperial'!D94,IF($F$11='Chamber Images'!$A$9,'360HD-Imperial'!G94,0))))))))","v":""},"",{"$f":"IF($F$11=\"Contactor 100HD\",'100HD-Imperial'!E94,IF($F$11=\"Recharger 150XLHD\",'150XLHD-Imperial'!E94,IF($F$11=\"Recharger 280HD\",'280HD-Imperial'!E94,IF($F$11=\"Recharger 330XLHD\",'330XLHD-Imperial'!E94,IF($F$11=\"Recharger 902HD\",'902HD-Imperial'!H94,IF($F$11=\"Recharger 180HD\",'180HD-Imperial'!C94,IF($F$11='Chamber Images'!$A$9,'360HD-Imperial'!H94,\"\")))))))","v":""},"",{"$f":"IF($F$11=\"Contactor 100HD\",'100HD-Imperial'!F94,IF($F$11=\"Recharger 150XLHD\",'150XLHD-Imperial'!F94,IF($F$11=\"Recharger 280HD\",'280HD-Imperial'!F94,IF($F$11=\"Recharger 330XLHD\",'330XLHD-Imperial'!F94,IF($F$11=\"Recharger 902HD\",'902HD-Imperial'!I94,IF($F$11=\"Contactor Field Drain C-4HD\",'C-4HD-Imperial'!D94,IF($F$11=\"Recharger 180HD\",'180HD-Imperial'!F94,IF($F$11='Chamber Images'!$A$9,'360HD-Imperial'!I94,0))))))))","v":""},"",{"$f":"IF($F$11=\"Contactor 100HD\",'100HD-Imperial'!G94,IF($F$11=\"Recharger 150XLHD\",'150XLHD-Imperial'!G94,IF($F$11=\"Recharger 280HD\",'280HD-Imperial'!G94,IF($F$11=\"Recharger 330XLHD\",'330XLHD-Imperial'!G94,IF($F$11=\"Recharger 902HD\",'902HD-Imperial'!J94,IF($F$11=\"Contactor Field Drain C-4HD\",'C-4HD-Imperial'!E94,IF($F$11=\"Recharger 180HD\",'180HD-Imperial'!G94,IF($F$11='Chamber Images'!$A$9,'360HD-Imperial'!J94,0))))))))","v":""},"",{"$f":"IF($F$11=\"Contactor 100HD\",'100HD-Imperial'!H94,IF($F$11=\"Recharger 150XLHD\",'150XLHD-Imperial'!H94,IF($F$11=\"Recharger 280HD\",'280HD-Imperial'!H94,IF($F$11=\"Recharger 330XLHD\",'330XLHD-Imperial'!H94,IF($F$11=\"Recharger 902HD\",'902HD-Imperial'!K94,IF($F$11=\"Contactor Field Drain C-4HD\",'C-4HD-Imperial'!F94,IF($F$11=\"Recharger 180HD\",'180HD-Imperial'!H94,IF($F$11='Chamber Images'!$A$9,'360HD-Imperial'!K94,0))))))))","v":""},"",{"$f":"IF($F$11=\"Contactor 100HD\",'100HD-Imperial'!I94,IF($F$11=\"Recharger 150XLHD\",'150XLHD-Imperial'!I94,IF($F$11=\"Recharger 280HD\",'280HD-Imperial'!I94,IF($F$11=\"Recharger 330XLHD\",'330XLHD-Imperial'!I94,IF($F$11=\"Recharger 902HD\",'902HD-Imperial'!L94,IF($F$11=\"Contactor Field Drain C-4HD\",'C-4HD-Imperial'!G94,IF($F$11=\"Recharger 180HD\",'180HD-Imperial'!I94,IF($F$11='Chamber Images'!$A$9,'360HD-Imperial'!L94,0))))))))","v":""},"",{"$f":"IF($F$11=\"Contactor 100HD\",'100HD-Imperial'!J94,IF($F$11=\"Recharger 150XLHD\",'150XLHD-Imperial'!J94,IF($F$11=\"Recharger 280HD\",'280HD-Imperial'!J94,IF($F$11=\"Recharger 330XLHD\",'330XLHD-Imperial'!J94,IF($F$11=\"Recharger 902HD\",'902HD-Imperial'!M94,IF($F$11=\"Recharger 180HD\",'180HD-Imperial'!J94,IF($F$11='Chamber Images'!$A$9,'360HD-Imperial'!M94,IF($F$11='Chamber Images'!A80,'C-4HD-Imperial'!H94,\"\"))))))))","v":""}]
[null,{"$f":"IF($F$11=\"Contactor 100HD\",'100HD-Imperial'!A95,IF($F$11=\"Recharger 150XLHD\",'150XLHD-Imperial'!A95,IF($F$11=\"Recharger 280HD\",'280HD-Imperial'!A95,IF($F$11=\"Recharger 330XLHD\",'330XLHD-Imperial'!A95,IF($F$11=\"Recharger 902HD\",'902HD-Imperial'!A95,IF($F$11=\"Contactor Field Drain C-4HD\",'C-4HD-Imperial'!A95,IF($F$11=\"Recharger 180HD\",'180HD-Imperial'!A95,IF($F$11='Chamber Images'!$A$9,'360HD-Imperial'!A95))))))))","v":-11},-279.39999999999998,{"$f":"IF($F$11=\"Contactor 100HD\",'100HD-Imperial'!D95,IF($F$11=\"Recharger 150XLHD\",'150XLHD-Imperial'!D95,IF($F$11=\"Recharger 280HD\",'280HD-Imperial'!D95,IF($F$11=\"Recharger 330XLHD\",'330XLHD-Imperial'!D95,IF($F$11=\"Recharger 902HD\",'902HD-Imperial'!G95,IF($F$11=\"Contactor Field Drain C-4HD\",'C-4HD-Imperial'!C95,IF($F$11=\"Recharger 180HD\",'180HD-Imperial'!D95,IF($F$11='Chamber Images'!$A$9,'360HD-Imperial'!G95,0))))))))","v":""},"",{"$f":"IF($F$11=\"Contactor 100HD\",'100HD-Imperial'!E95,IF($F$11=\"Recharger 150XLHD\",'150XLHD-Imperial'!E95,IF($F$11=\"Recharger 280HD\",'280HD-Imperial'!E95,IF($F$11=\"Recharger 330XLHD\",'330XLHD-Imperial'!E95,IF($F$11=\"Recharger 902HD\",'902HD-Imperial'!H95,IF($F$11=\"Recharger 180HD\",'180HD-Imperial'!C95,IF($F$11='Chamber Images'!$A$9,'360HD-Imperial'!H95,\"\")))))))","v":""},"",{"$f":"IF($F$11=\"Contactor 100HD\",'100HD-Imperial'!F95,IF($F$11=\"Recharger 150XLHD\",'150XLHD-Imperial'!F95,IF($F$11=\"Recharger 280HD\",'280HD-Imperial'!F95,IF($F$11=\"Recharger 330XLHD\",'330XLHD-Imperial'!F95,IF($F$11=\"Recharger 902HD\",'902HD-Imperial'!I95,IF($F$11=\"Contactor Field Drain C-4HD\",'C-4HD-Imperial'!D95,IF($F$11=\"Recharger 180HD\",'180HD-Imperial'!F95,IF($F$11='Chamber Images'!$A$9,'360HD-Imperial'!I95,0))))))))","v":""},"",{"$f":"IF($F$11=\"Contactor 100HD\",'100HD-Imperial'!G95,IF($F$11=\"Recharger 150XLHD\",'150XLHD-Imperial'!G95,IF($F$11=\"Recharger 280HD\",'280HD-Imperial'!G95,IF($F$11=\"Recharger 330XLHD\",'330XLHD-Imperial'!G95,IF($F$11=\"Recharger 902HD\",'902HD-Imperial'!J95,IF($F$11=\"Contactor Field Drain C-4HD\",'C-4HD-Imperial'!E95,IF($F$11=\"Recharger 180HD\",'180HD-Imperial'!G95,IF($F$11='Chamber Images'!$A$9,'360HD-Imperial'!J95,0))))))))","v":""},"",{"$f":"IF($F$11=\"Contactor 100HD\",'100HD-Imperial'!H95,IF($F$11=\"Recharger 150XLHD\",'150XLHD-Imperial'!H95,IF($F$11=\"Recharger 280HD\",'280HD-Imperial'!H95,IF($F$11=\"Recharger 330XLHD\",'330XLHD-Imperial'!H95,IF($F$11=\"Recharger 902HD\",'902HD-Imperial'!K95,IF($F$11=\"Contactor Field Drain C-4HD\",'C-4HD-Imperial'!F95,IF($F$11=\"Recharger 180HD\",'180HD-Imperial'!H95,IF($F$11='Chamber Images'!$A$9,'360HD-Imperial'!K95,0))))))))","v":""},"",{"$f":"IF($F$11=\"Contactor 100HD\",'100HD-Imperial'!I95,IF($F$11=\"Recharger 150XLHD\",'150XLHD-Imperial'!I95,IF($F$11=\"Recharger 280HD\",'280HD-Imperial'!I95,IF($F$11=\"Recharger 330XLHD\",'330XLHD-Imperial'!I95,IF($F$11=\"Recharger 902HD\",'902HD-Imperial'!L95,IF($F$11=\"Contactor Field Drain C-4HD\",'C-4HD-Imperial'!G95,IF($F$11=\"Recharger 180HD\",'180HD-Imperial'!I95,IF($F$11='Chamber Images'!$A$9,'360HD-Imperial'!L95,0))))))))","v":""},"",{"$f":"IF($F$11=\"Contactor 100HD\",'100HD-Imperial'!J95,IF($F$11=\"Recharger 150XLHD\",'150XLHD-Imperial'!J95,IF($F$11=\"Recharger 280HD\",'280HD-Imperial'!J95,IF($F$11=\"Recharger 330XLHD\",'330XLHD-Imperial'!J95,IF($F$11=\"Recharger 902HD\",'902HD-Imperial'!M95,IF($F$11=\"Recharger 180HD\",'180HD-Imperial'!J95,IF($F$11='Chamber Images'!$A$9,'360HD-Imperial'!M95,IF($F$11='Chamber Images'!A81,'C-4HD-Imperial'!H95,\"\"))))))))","v":""}]
[null,{"$f":"IF($F$11=\"Contactor 100HD\",'100HD-Imperial'!A96,IF($F$11=\"Recharger 150XLHD\",'150XLHD-Imperial'!A96,IF($F$11=\"Recharger 280HD\",'280HD-Imperial'!A96,IF($F$11=\"Recharger 330XLHD\",'330XLHD-Imperial'!A96,IF($F$11=\"Recharger 902HD\",'902HD-Imperial'!A96,IF($F$11=\"Contactor Field Drain C-4HD\",'C-4HD-Imperial'!A96,IF($F$11=\"Recharger 180HD\",'180HD-Imperial'!A96,IF($F$11='Chamber Images'!$A$9,'360HD-Imperial'!A96))))))))","v":-12},-304.79999999999995,{"$f":"IF($F$11=\"Contactor 100HD\",'100HD-Imperial'!D96,IF($F$11=\"Recharger 150XLHD\",'150XLHD-Imperial'!D96,IF($F$11=\"Recharger 280HD\",'280HD-Imperial'!D96,IF($F$11=\"Recharger 330XLHD\",'330XLHD-Imperial'!D96,IF($F$11=\"Recharger 902HD\",'902HD-Imperial'!G96,IF($F$11=\"Contactor Field Drain C-4HD\",'C-4HD-Imperial'!C96,IF($F$11=\"Recharger 180HD\",'180HD-Imperial'!D96,IF($F$11='Chamber Images'!$A$9,'360HD-Imperial'!G96,0))))))))","v":""},"",{"$f":"IF($F$11=\"Contactor 100HD\",'100HD-Imperial'!E96,IF($F$11=\"Recharger 150XLHD\",'150XLHD-Imperial'!E96,IF($F$11=\"Recharger 280HD\",'280HD-Imperial'!E96,IF($F$11=\"Recharger 330XLHD\",'330XLHD-Imperial'!E96,IF($F$11=\"Recharger 902HD\",'902HD-Imperial'!H96,IF($F$11=\"Recharger 180HD\",'180HD-Imperial'!C96,IF($F$11='Chamber Images'!$A$9,'360HD-Imperial'!H96,\"\")))))))","v":""},"",{"$f":"IF($F$11=\"Contactor 100HD\",'100HD-Imperial'!F96,IF($F$11=\"Recharger 150XLHD\",'150XLHD-Imperial'!F96,IF($F$11=\"Recharger 280HD\",'280HD-Imperial'!F96,IF($F$11=\"Recharger 330XLHD\",'330XLHD-Imperial'!F96,IF($F$11=\"Recharger 902HD\",'902HD-Imperial'!I96,IF($F$11=\"Contactor Field Drain C-4HD\",'C-4HD-Imperial'!D96,IF($F$11=\"Recharger 180HD\",'180HD-Imperial'!F96,IF($F$11='Chamber Images'!$A$9,'360HD-Imperial'!I96,0))))))))","v":""},"",{"$f":"IF($F$11=\"Contactor 100HD\",'100HD-Imperial'!G96,IF($F$11=\"Recharger 150XLHD\",'150XLHD-Imperial'!G96,IF($F$11=\"Recharger 280HD\",'280HD-Imperial'!G96,IF($F$11=\"Recharger 330XLHD\",'330XLHD-Imperial'!G96,IF($F$11=\"Recharger 902HD\",'902HD-Imperial'!J96,IF($F$11=\"Contactor Field Drain C-4HD\",'C-4HD-Imperial'!E96,IF($F$11=\"Recharger 180HD\",'180HD-Imperial'!G96,IF($F$11='Chamber Images'!$A$9,'360HD-Imperial'!J96,0))))))))","v":""},"",{"$f":"IF($F$11=\"Contactor 100HD\",'100HD-Imperial'!H96,IF($F$11=\"Recharger 150XLHD\",'150XLHD-Imperial'!H96,IF($F$11=\"Recharger 280HD\",'280HD-Imperial'!H96,IF($F$11=\"Recharger 330XLHD\",'330XLHD-Imperial'!H96,IF($F$11=\"Recharger 902HD\",'902HD-Imperial'!K96,IF($F$11=\"Contactor Field Drain C-4HD\",'C-4HD-Imperial'!F96,IF($F$11=\"Recharger 180HD\",'180HD-Imperial'!H96,IF($F$11='Chamber Images'!$A$9,'360HD-Imperial'!K96,0))))))))","v":""},"",{"$f":"IF($F$11=\"Contactor 100HD\",'100HD-Imperial'!I96,IF($F$11=\"Recharger 150XLHD\",'150XLHD-Imperial'!I96,IF($F$11=\"Recharger 280HD\",'280HD-Imperial'!I96,IF($F$11=\"Recharger 330XLHD\",'330XLHD-Imperial'!I96,IF($F$11=\"Recharger 902HD\",'902HD-Imperial'!L96,IF($F$11=\"Contactor Field Drain C-4HD\",'C-4HD-Imperial'!G96,IF($F$11=\"Recharger 180HD\",'180HD-Imperial'!I96,IF($F$11='Chamber Images'!$A$9,'360HD-Imperial'!L96,0))))))))","v":""},"",{"$f":"IF($F$11=\"Contactor 100HD\",'100HD-Imperial'!J96,IF($F$11=\"Recharger 150XLHD\",'150XLHD-Imperial'!J96,IF($F$11=\"Recharger 280HD\",'280HD-Imperial'!J96,IF($F$11=\"Recharger 330XLHD\",'330XLHD-Imperial'!J96,IF($F$11=\"Recharger 902HD\",'902HD-Imperial'!M96,IF($F$11=\"Recharger 180HD\",'180HD-Imperial'!J96,IF($F$11='Chamber Images'!$A$9,'360HD-Imperial'!M96,IF($F$11='Chamber Images'!A82,'C-4HD-Imperial'!H96,\"\"))))))))","v":""}]
[null,{"$f":"IF($F$11=\"Contactor 100HD\",'100HD-Imperial'!A97,IF($F$11=\"Recharger 150XLHD\",'150XLHD-Imperial'!A97,IF($F$11=\"Recharger 280HD\",'280HD-Imperial'!A97,IF($F$11=\"Recharger 330XLHD\",'330XLHD-Imperial'!A97,IF($F$11=\"Recharger 902HD\",'902HD-Imperial'!A97,IF($F$11=\"Contactor Field Drain C-4HD\",'C-4HD-Imperial'!A97,IF($F$11=\"Recharger 180HD\",'180HD-Imperial'!A97,IF($F$11='Chamber Images'!$A$9,'360HD-Imperial'!A97))))))))","v":-13},-330.2,{"$f":"IF($F$11=\"Contactor 100HD\",'100HD-Imperial'!D97,IF($F$11=\"Recharger 150XLHD\",'150XLHD-Imperial'!D97,IF($F$11=\"Recharger 280HD\",'280HD-Imperial'!D97,IF($F$11=\"Recharger 330XLHD\",'330XLHD-Imperial'!D97,IF($F$11=\"Recharger 902HD\",'902HD-Imperial'!G97,IF($F$11=\"Contactor Field Drain C-4HD\",'C-4HD-Imperial'!C97,IF($F$11=\"Recharger 180HD\",'180HD-Imperial'!D97,IF($F$11='Chamber Images'!$A$9,'360HD-Imperial'!G97,0))))))))","v":""},"",{"$f":"IF($F$11=\"Contactor 100HD\",'100HD-Imperial'!E97,IF($F$11=\"Recharger 150XLHD\",'150XLHD-Imperial'!E97,IF($F$11=\"Recharger 280HD\",'280HD-Imperial'!E97,IF($F$11=\"Recharger 330XLHD\",'330XLHD-Imperial'!E97,IF($F$11=\"Recharger 902HD\",'902HD-Imperial'!H97,IF($F$11=\"Recharger 180HD\",'180HD-Imperial'!C97,IF($F$11='Chamber Images'!$A$9,'360HD-Imperial'!H97,\"\")))))))","v":""},"",{"$f":"IF($F$11=\"Contactor 100HD\",'100HD-Imperial'!F97,IF($F$11=\"Recharger 150XLHD\",'150XLHD-Imperial'!F97,IF($F$11=\"Recharger 280HD\",'280HD-Imperial'!F97,IF($F$11=\"Recharger 330XLHD\",'330XLHD-Imperial'!F97,IF($F$11=\"Recharger 902HD\",'902HD-Imperial'!I97,IF($F$11=\"Contactor Field Drain C-4HD\",'C-4HD-Imperial'!D97,IF($F$11=\"Recharger 180HD\",'180HD-Imperial'!F97,IF($F$11='Chamber Images'!$A$9,'360HD-Imperial'!I97,0))))))))","v":""},"",{"$f":"IF($F$11=\"Contactor 100HD\",'100HD-Imperial'!G97,IF($F$11=\"Recharger 150XLHD\",'150XLHD-Imperial'!G97,IF($F$11=\"Recharger 280HD\",'280HD-Imperial'!G97,IF($F$11=\"Recharger 330XLHD\",'330XLHD-Imperial'!G97,IF($F$11=\"Recharger 902HD\",'902HD-Imperial'!J97,IF($F$11=\"Contactor Field Drain C-4HD\",'C-4HD-Imperial'!E97,IF($F$11=\"Recharger 180HD\",'180HD-Imperial'!G97,IF($F$11='Chamber Images'!$A$9,'360HD-Imperial'!J97,0))))))))","v":""},"",{"$f":"IF($F$11=\"Contactor 100HD\",'100HD-Imperial'!H97,IF($F$11=\"Recharger 150XLHD\",'150XLHD-Imperial'!H97,IF($F$11=\"Recharger 280HD\",'280HD-Imperial'!H97,IF($F$11=\"Recharger 330XLHD\",'330XLHD-Imperial'!H97,IF($F$11=\"Recharger 902HD\",'902HD-Imperial'!K97,IF($F$11=\"Contactor Field Drain C-4HD\",'C-4HD-Imperial'!F97,IF($F$11=\"Recharger 180HD\",'180HD-Imperial'!H97,IF($F$11='Chamber Images'!$A$9,'360HD-Imperial'!K97,0))))))))","v":""},"",{"$f":"IF($F$11=\"Contactor 100HD\",'100HD-Imperial'!I97,IF($F$11=\"Recharger 150XLHD\",'150XLHD-Imperial'!I97,IF($F$11=\"Recharger 280HD\",'280HD-Imperial'!I97,IF($F$11=\"Recharger 330XLHD\",'330XLHD-Imperial'!I97,IF($F$11=\"Recharger 902HD\",'902HD-Imperial'!L97,IF($F$11=\"Contactor Field Drain C-4HD\",'C-4HD-Imperial'!G97,IF($F$11=\"Recharger 180HD\",'180HD-Imperial'!I97,IF($F$11='Chamber Images'!$A$9,'360HD-Imperial'!L97,0))))))))","v":""},"",{"$f":"IF($F$11=\"Contactor 100HD\",'100HD-Imperial'!J97,IF($F$11=\"Recharger 150XLHD\",'150XLHD-Imperial'!J97,IF($F$11=\"Recharger 280HD\",'280HD-Imperial'!J97,IF($F$11=\"Recharger 330XLHD\",'330XLHD-Imperial'!J97,IF($F$11=\"Recharger 902HD\",'902HD-Imperial'!M97,IF($F$11=\"Recharger 180HD\",'180HD-Imperial'!J97,IF($F$11='Chamber Images'!$A$9,'360HD-Imperial'!M97,IF($F$11='Chamber Images'!A83,'C-4HD-Imperial'!H97,\"\"))))))))","v":""}]
[null,{"$f":"IF($F$11=\"Contactor 100HD\",'100HD-Imperial'!A98,IF($F$11=\"Recharger 150XLHD\",'150XLHD-Imperial'!A98,IF($F$11=\"Recharger 280HD\",'280HD-Imperial'!A98,IF($F$11=\"Recharger 330XLHD\",'330XLHD-Imperial'!A98,IF($F$11=\"Recharger 902HD\",'902HD-Imperial'!A98,IF($F$11=\"Contactor Field Drain C-4HD\",'C-4HD-Imperial'!A98,IF($F$11=\"Recharger 180HD\",'180HD-Imperial'!A98,IF($F$11='Chamber Images'!$A$9,'360HD-Imperial'!A98))))))))","v":-14},-355.59999999999997,{"$f":"IF($F$11=\"Contactor 100HD\",'100HD-Imperial'!D98,IF($F$11=\"Recharger 150XLHD\",'150XLHD-Imperial'!D98,IF($F$11=\"Recharger 280HD\",'280HD-Imperial'!D98,IF($F$11=\"Recharger 330XLHD\",'330XLHD-Imperial'!D98,IF($F$11=\"Recharger 902HD\",'902HD-Imperial'!G98,IF($F$11=\"Contactor Field Drain C-4HD\",'C-4HD-Imperial'!C98,IF($F$11=\"Recharger 180HD\",'180HD-Imperial'!D98,IF($F$11='Chamber Images'!$A$9,'360HD-Imperial'!G98,0))))))))","v":""},"",{"$f":"IF($F$11=\"Contactor 100HD\",'100HD-Imperial'!E98,IF($F$11=\"Recharger 150XLHD\",'150XLHD-Imperial'!E98,IF($F$11=\"Recharger 280HD\",'280HD-Imperial'!E98,IF($F$11=\"Recharger 330XLHD\",'330XLHD-Imperial'!E98,IF($F$11=\"Recharger 902HD\",'902HD-Imperial'!H98,IF($F$11=\"Recharger 180HD\",'180HD-Imperial'!C98,IF($F$11='Chamber Images'!$A$9,'360HD-Imperial'!H98,\"\")))))))","v":""},"",{"$f":"IF($F$11=\"Contactor 100HD\",'100HD-Imperial'!F98,IF($F$11=\"Recharger 150XLHD\",'150XLHD-Imperial'!F98,IF($F$11=\"Recharger 280HD\",'280HD-Imperial'!F98,IF($F$11=\"Recharger 330XLHD\",'330XLHD-Imperial'!F98,IF($F$11=\"Recharger 902HD\",'902HD-Imperial'!I98,IF($F$11=\"Contactor Field Drain C-4HD\",'C-4HD-Imperial'!D98,IF($F$11=\"Recharger 180HD\",'180HD-Imperial'!F98,IF($F$11='Chamber Images'!$A$9,'360HD-Imperial'!I98,0))))))))","v":""},"",{"$f":"IF($F$11=\"Contactor 100HD\",'100HD-Imperial'!G98,IF($F$11=\"Recharger 150XLHD\",'150XLHD-Imperial'!G98,IF($F$11=\"Recharger 280HD\",'280HD-Imperial'!G98,IF($F$11=\"Recharger 330XLHD\",'330XLHD-Imperial'!G98,IF($F$11=\"Recharger 902HD\",'902HD-Imperial'!J98,IF($F$11=\"Contactor Field Drain C-4HD\",'C-4HD-Imperial'!E98,IF($F$11=\"Recharger 180HD\",'180HD-Imperial'!G98,IF($F$11='Chamber Images'!$A$9,'360HD-Imperial'!J98,0))))))))","v":""},"",{"$f":"IF($F$11=\"Contactor 100HD\",'100HD-Imperial'!H98,IF($F$11=\"Recharger 150XLHD\",'150XLHD-Imperial'!H98,IF($F$11=\"Recharger 280HD\",'280HD-Imperial'!H98,IF($F$11=\"Recharger 330XLHD\",'330XLHD-Imperial'!H98,IF($F$11=\"Recharger 902HD\",'902HD-Imperial'!K98,IF($F$11=\"Contactor Field Drain C-4HD\",'C-4HD-Imperial'!F98,IF($F$11=\"Recharger 180HD\",'180HD-Imperial'!H98,IF($F$11='Chamber Images'!$A$9,'360HD-Imperial'!K98,0))))))))","v":""},"",{"$f":"IF($F$11=\"Contactor 100HD\",'100HD-Imperial'!I98,IF($F$11=\"Recharger 150XLHD\",'150XLHD-Imperial'!I98,IF($F$11=\"Recharger 280HD\",'280HD-Imperial'!I98,IF($F$11=\"Recharger 330XLHD\",'330XLHD-Imperial'!I98,IF($F$11=\"Recharger 902HD\",'902HD-Imperial'!L98,IF($F$11=\"Contactor Field Drain C-4HD\",'C-4HD-Imperial'!G98,IF($F$11=\"Recharger 180HD\",'180HD-Imperial'!I98,IF($F$11='Chamber Images'!$A$9,'360HD-Imperial'!L98,0))))))))","v":""},"",{"$f":"IF($F$11=\"Contactor 100HD\",'100HD-Imperial'!J98,IF($F$11=\"Recharger 150XLHD\",'150XLHD-Imperial'!J98,IF($F$11=\"Recharger 280HD\",'280HD-Imperial'!J98,IF($F$11=\"Recharger 330XLHD\",'330XLHD-Imperial'!J98,IF($F$11=\"Recharger 902HD\",'902HD-Imperial'!M98,IF($F$11=\"Recharger 180HD\",'180HD-Imperial'!J98,IF($F$11='Chamber Images'!$A$9,'360HD-Imperial'!M98,IF($F$11='Chamber Images'!A84,'C-4HD-Imperial'!H98,\"\"))))))))","v":""}]
[null,{"$f":"IF($F$11=\"Contactor 100HD\",'100HD-Imperial'!A99,IF($F$11=\"Recharger 150XLHD\",'150XLHD-Imperial'!A99,IF($F$11=\"Recharger 280HD\",'280HD-Imperial'!A99,IF($F$11=\"Recharger 330XLHD\",'330XLHD-Imperial'!A99,IF($F$11=\"Recharger 902HD\",'902HD-Imperial'!A99,IF($F$11=\"Contactor Field Drain C-4HD\",'C-4HD-Imperial'!A99,IF($F$11=\"Recharger 180HD\",'180HD-Imperial'!A99,IF($F$11='Chamber Images'!$A$9,'360HD-Imperial'!A99))))))))","v":-15},-381,{"$f":"IF($F$11=\"Contactor 100HD\",'100HD-Imperial'!D99,IF($F$11=\"Recharger 150XLHD\",'150XLHD-Imperial'!D99,IF($F$11=\"Recharger 280HD\",'280HD-Imperial'!D99,IF($F$11=\"Recharger 330XLHD\",'330XLHD-Imperial'!D99,IF($F$11=\"Recharger 902HD\",'902HD-Imperial'!G99,IF($F$11=\"Contactor Field Drain C-4HD\",'C-4HD-Imperial'!C99,IF($F$11=\"Recharger 180HD\",'180HD-Imperial'!D99,IF($F$11='Chamber Images'!$A$9,'360HD-Imperial'!G99,0))))))))","v":""},"",{"$f":"IF($F$11=\"Contactor 100HD\",'100HD-Imperial'!E99,IF($F$11=\"Recharger 150XLHD\",'150XLHD-Imperial'!E99,IF($F$11=\"Recharger 280HD\",'280HD-Imperial'!E99,IF($F$11=\"Recharger 330XLHD\",'330XLHD-Imperial'!E99,IF($F$11=\"Recharger 902HD\",'902HD-Imperial'!H99,IF($F$11=\"Recharger 180HD\",'180HD-Imperial'!C99,IF($F$11='Chamber Images'!$A$9,'360HD-Imperial'!H99,\"\")))))))","v":""},"",{"$f":"IF($F$11=\"Contactor 100HD\",'100HD-Imperial'!F99,IF($F$11=\"Recharger 150XLHD\",'150XLHD-Imperial'!F99,IF($F$11=\"Recharger 280HD\",'280HD-Imperial'!F99,IF($F$11=\"Recharger 330XLHD\",'330XLHD-Imperial'!F99,IF($F$11=\"Recharger 902HD\",'902HD-Imperial'!I99,IF($F$11=\"Contactor Field Drain C-4HD\",'C-4HD-Imperial'!D99,IF($F$11=\"Recharger 180HD\",'180HD-Imperial'!F99,IF($F$11='Chamber Images'!$A$9,'360HD-Imperial'!I99,0))))))))","v":""},"",{"$f":"IF($F$11=\"Contactor 100HD\",'100HD-Imperial'!G99,IF($F$11=\"Recharger 150XLHD\",'150XLHD-Imperial'!G99,IF($F$11=\"Recharger 280HD\",'280HD-Imperial'!G99,IF($F$11=\"Recharger 330XLHD\",'330XLHD-Imperial'!G99,IF($F$11=\"Recharger 902HD\",'902HD-Imperial'!J99,IF($F$11=\"Contactor Field Drain C-4HD\",'C-4HD-Imperial'!E99,IF($F$11=\"Recharger 180HD\",'180HD-Imperial'!G99,IF($F$11='Chamber Images'!$A$9,'360HD-Imperial'!J99,0))))))))","v":""},"",{"$f":"IF($F$11=\"Contactor 100HD\",'100HD-Imperial'!H99,IF($F$11=\"Recharger 150XLHD\",'150XLHD-Imperial'!H99,IF($F$11=\"Recharger 280HD\",'280HD-Imperial'!H99,IF($F$11=\"Recharger 330XLHD\",'330XLHD-Imperial'!H99,IF($F$11=\"Recharger 902HD\",'902HD-Imperial'!K99,IF($F$11=\"Contactor Field Drain C-4HD\",'C-4HD-Imperial'!F99,IF($F$11=\"Recharger 180HD\",'180HD-Imperial'!H99,IF($F$11='Chamber Images'!$A$9,'360HD-Imperial'!K99,0))))))))","v":""},"",{"$f":"IF($F$11=\"Contactor 100HD\",'100HD-Imperial'!I99,IF($F$11=\"Recharger 150XLHD\",'150XLHD-Imperial'!I99,IF($F$11=\"Recharger 280HD\",'280HD-Imperial'!I99,IF($F$11=\"Recharger 330XLHD\",'330XLHD-Imperial'!I99,IF($F$11=\"Recharger 902HD\",'902HD-Imperial'!L99,IF($F$11=\"Contactor Field Drain C-4HD\",'C-4HD-Imperial'!G99,IF($F$11=\"Recharger 180HD\",'180HD-Imperial'!I99,IF($F$11='Chamber Images'!$A$9,'360HD-Imperial'!L99,0))))))))","v":""},"",{"$f":"IF($F$11=\"Contactor 100HD\",'100HD-Imperial'!J99,IF($F$11=\"Recharger 150XLHD\",'150XLHD-Imperial'!J99,IF($F$11=\"Recharger 280HD\",'280HD-Imperial'!J99,IF($F$11=\"Recharger 330XLHD\",'330XLHD-Imperial'!J99,IF($F$11=\"Recharger 902HD\",'902HD-Imperial'!M99,IF($F$11=\"Recharger 180HD\",'180HD-Imperial'!J99,IF($F$11='Chamber Images'!$A$9,'360HD-Imperial'!M99,IF($F$11='Chamber Images'!A85,'C-4HD-Imperial'!H99,\"\"))))))))","v":""}]
[null,{"$f":"IF($F$11=\"Contactor 100HD\",'100HD-Imperial'!A100,IF($F$11=\"Recharger 150XLHD\",'150XLHD-Imperial'!A100,IF($F$11=\"Recharger 280HD\",'280HD-Imperial'!A100,IF($F$11=\"Recharger 330XLHD\",'330XLHD-Imperial'!A100,IF($F$11=\"Recharger 902HD\",'902HD-Imperial'!A100,IF($F$11=\"Contactor Field Drain C-4HD\",'C-4HD-Imperial'!A100,IF($F$11=\"Recharger 180HD\",'180HD-Imperial'!A100,IF($F$11='Chamber Images'!$A$9,'360HD-Imperial'!A100))))))))","v":-16},-406.4,{"$f":"IF($F$11=\"Contactor 100HD\",'100HD-Imperial'!D100,IF($F$11=\"Recharger 150XLHD\",'150XLHD-Imperial'!D100,IF($F$11=\"Recharger 280HD\",'280HD-Imperial'!D100,IF($F$11=\"Recharger 330XLHD\",'330XLHD-Imperial'!D100,IF($F$11=\"Recharger 902HD\",'902HD-Imperial'!G100,IF($F$11=\"Contactor Field Drain C-4HD\",'C-4HD-Imperial'!C100,IF($F$11=\"Recharger 180HD\",'180HD-Imperial'!D100,IF($F$11='Chamber Images'!$A$9,'360HD-Imperial'!G100,0))))))))","v":""},"",{"$f":"IF($F$11=\"Contactor 100HD\",'100HD-Imperial'!E100,IF($F$11=\"Recharger 150XLHD\",'150XLHD-Imperial'!E100,IF($F$11=\"Recharger 280HD\",'280HD-Imperial'!E100,IF($F$11=\"Recharger 330XLHD\",'330XLHD-Imperial'!E100,IF($F$11=\"Recharger 902HD\",'902HD-Imperial'!H100,IF($F$11=\"Recharger 180HD\",'180HD-Imperial'!C100,IF($F$11='Chamber Images'!$A$9,'360HD-Imperial'!H100,\"\")))))))","v":""},"",{"$f":"IF($F$11=\"Contactor 100HD\",'100HD-Imperial'!F100,IF($F$11=\"Recharger 150XLHD\",'150XLHD-Imperial'!F100,IF($F$11=\"Recharger 280HD\",'280HD-Imperial'!F100,IF($F$11=\"Recharger 330XLHD\",'330XLHD-Imperial'!F100,IF($F$11=\"Recharger 902HD\",'902HD-Imperial'!I100,IF($F$11=\"Contactor Field Drain C-4HD\",'C-4HD-Imperial'!D100,IF($F$11=\"Recharger 180HD\",'180HD-Imperial'!F100,IF($F$11='Chamber Images'!$A$9,'360HD-Imperial'!I100,0))))))))","v":""},"",{"$f":"IF($F$11=\"Contactor 100HD\",'100HD-Imperial'!G100,IF($F$11=\"Recharger 150XLHD\",'150XLHD-Imperial'!G100,IF($F$11=\"Recharger 280HD\",'280HD-Imperial'!G100,IF($F$11=\"Recharger 330XLHD\",'330XLHD-Imperial'!G100,IF($F$11=\"Recharger 902HD\",'902HD-Imperial'!J100,IF($F$11=\"Contactor Field Drain C-4HD\",'C-4HD-Imperial'!E100,IF($F$11=\"Recharger 180HD\",'180HD-Imperial'!G100,IF($F$11='Chamber Images'!$A$9,'360HD-Imperial'!J100,0))))))))","v":""},"",{"$f":"IF($F$11=\"Contactor 100HD\",'100HD-Imperial'!H100,IF($F$11=\"Recharger 150XLHD\",'150XLHD-Imperial'!H100,IF($F$11=\"Recharger 280HD\",'280HD-Imperial'!H100,IF($F$11=\"Recharger 330XLHD\",'330XLHD-Imperial'!H100,IF($F$11=\"Recharger 902HD\",'902HD-Imperial'!K100,IF($F$11=\"Contactor Field Drain C-4HD\",'C-4HD-Imperial'!F100,IF($F$11=\"Recharger 180HD\",'180HD-Imperial'!H100,IF($F$11='Chamber Images'!$A$9,'360HD-Imperial'!K100,0))))))))","v":""},"",{"$f":"IF($F$11=\"Contactor 100HD\",'100HD-Imperial'!I100,IF($F$11=\"Recharger 150XLHD\",'150XLHD-Imperial'!I100,IF($F$11=\"Recharger 280HD\",'280HD-Imperial'!I100,IF($F$11=\"Recharger 330XLHD\",'330XLHD-Imperial'!I100,IF($F$11=\"Recharger 902HD\",'902HD-Imperial'!L100,IF($F$11=\"Contactor Field Drain C-4HD\",'C-4HD-Imperial'!G100,IF($F$11=\"Recharger 180HD\",'180HD-Imperial'!I100,IF($F$11='Chamber Images'!$A$9,'360HD-Imperial'!L100,0))))))))","v":""},"",{"$f":"IF($F$11=\"Contactor 100HD\",'100HD-Imperial'!J100,IF($F$11=\"Recharger 150XLHD\",'150XLHD-Imperial'!J100,IF($F$11=\"Recharger 280HD\",'280HD-Imperial'!J100,IF($F$11=\"Recharger 330XLHD\",'330XLHD-Imperial'!J100,IF($F$11=\"Recharger 902HD\",'902HD-Imperial'!M100,IF($F$11=\"Recharger 180HD\",'180HD-Imperial'!J100,IF($F$11='Chamber Images'!$A$9,'360HD-Imperial'!M100,IF($F$11='Chamber Images'!A86,'C-4HD-Imperial'!H100,\"\"))))))))","v":""}]
[null,{"$f":"IF($F$11=\"Contactor 100HD\",'100HD-Imperial'!A101,IF($F$11=\"Recharger 150XLHD\",'150XLHD-Imperial'!A101,IF($F$11=\"Recharger 280HD\",'280HD-Imperial'!A101,IF($F$11=\"Recharger 330XLHD\",'330XLHD-Imperial'!A101,IF($F$11=\"Recharger 902HD\",'902HD-Imperial'!A101,IF($F$11=\"Contactor Field Drain C-4HD\",'C-4HD-Imperial'!A101,IF($F$11=\"Recharger 180HD\",'180HD-Imperial'!A101,IF($F$11='Chamber Images'!$A$9,'360HD-Imperial'!A101))))))))","v":-17},-431.79999999999995,{"$f":"IF($F$11=\"Contactor 100HD\",'100HD-Imperial'!D101,IF($F$11=\"Recharger 150XLHD\",'150XLHD-Imperial'!D101,IF($F$11=\"Recharger 280HD\",'280HD-Imperial'!D101,IF($F$11=\"Recharger 330XLHD\",'330XLHD-Imperial'!D101,IF($F$11=\"Recharger 902HD\",'902HD-Imperial'!G101,IF($F$11=\"Contactor Field Drain C-4HD\",'C-4HD-Imperial'!C101,IF($F$11=\"Recharger 180HD\",'180HD-Imperial'!D101,IF($F$11='Chamber Images'!$A$9,'360HD-Imperial'!G101,0))))))))","v":""},"",{"$f":"IF($F$11=\"Contactor 100HD\",'100HD-Imperial'!E101,IF($F$11=\"Recharger 150XLHD\",'150XLHD-Imperial'!E101,IF($F$11=\"Recharger 280HD\",'280HD-Imperial'!E101,IF($F$11=\"Recharger 330XLHD\",'330XLHD-Imperial'!E101,IF($F$11=\"Recharger 902HD\",'902HD-Imperial'!H101,IF($F$11=\"Recharger 180HD\",'180HD-Imperial'!C101,IF($F$11='Chamber Images'!$A$9,'360HD-Imperial'!H101,\"\")))))))","v":""},"",{"$f":"IF($F$11=\"Contactor 100HD\",'100HD-Imperial'!F101,IF($F$11=\"Recharger 150XLHD\",'150XLHD-Imperial'!F101,IF($F$11=\"Recharger 280HD\",'280HD-Imperial'!F101,IF($F$11=\"Recharger 330XLHD\",'330XLHD-Imperial'!F101,IF($F$11=\"Recharger 902HD\",'902HD-Imperial'!I101,IF($F$11=\"Contactor Field Drain C-4HD\",'C-4HD-Imperial'!D101,IF($F$11=\"Recharger 180HD\",'180HD-Imperial'!F101,IF($F$11='Chamber Images'!$A$9,'360HD-Imperial'!I101,0))))))))","v":""},"",{"$f":"IF($F$11=\"Contactor 100HD\",'100HD-Imperial'!G101,IF($F$11=\"Recharger 150XLHD\",'150XLHD-Imperial'!G101,IF($F$11=\"Recharger 280HD\",'280HD-Imperial'!G101,IF($F$11=\"Recharger 330XLHD\",'330XLHD-Imperial'!G101,IF($F$11=\"Recharger 902HD\",'902HD-Imperial'!J101,IF($F$11=\"Contactor Field Drain C-4HD\",'C-4HD-Imperial'!E101,IF($F$11=\"Recharger 180HD\",'180HD-Imperial'!G101,IF($F$11='Chamber Images'!$A$9,'360HD-Imperial'!J101,0))))))))","v":""},"",{"$f":"IF($F$11=\"Contactor 100HD\",'100HD-Imperial'!H101,IF($F$11=\"Recharger 150XLHD\",'150XLHD-Imperial'!H101,IF($F$11=\"Recharger 280HD\",'280HD-Imperial'!H101,IF($F$11=\"Recharger 330XLHD\",'330XLHD-Imperial'!H101,IF($F$11=\"Recharger 902HD\",'902HD-Imperial'!K101,IF($F$11=\"Contactor Field Drain C-4HD\",'C-4HD-Imperial'!F101,IF($F$11=\"Recharger 180HD\",'180HD-Imperial'!H101,IF($F$11='Chamber Images'!$A$9,'360HD-Imperial'!K101,0))))))))","v":""},"",{"$f":"IF($F$11=\"Contactor 100HD\",'100HD-Imperial'!I101,IF($F$11=\"Recharger 150XLHD\",'150XLHD-Imperial'!I101,IF($F$11=\"Recharger 280HD\",'280HD-Imperial'!I101,IF($F$11=\"Recharger 330XLHD\",'330XLHD-Imperial'!I101,IF($F$11=\"Recharger 902HD\",'902HD-Imperial'!L101,IF($F$11=\"Contactor Field Drain C-4HD\",'C-4HD-Imperial'!G101,IF($F$11=\"Recharger 180HD\",'180HD-Imperial'!I101,IF($F$11='Chamber Images'!$A$9,'360HD-Imperial'!L101,0))))))))","v":""},"",{"$f":"IF($F$11=\"Contactor 100HD\",'100HD-Imperial'!J101,IF($F$11=\"Recharger 150XLHD\",'150XLHD-Imperial'!J101,IF($F$11=\"Recharger 280HD\",'280HD-Imperial'!J101,IF($F$11=\"Recharger 330XLHD\",'330XLHD-Imperial'!J101,IF($F$11=\"Recharger 902HD\",'902HD-Imperial'!M101,IF($F$11=\"Recharger 180HD\",'180HD-Imperial'!J101,IF($F$11='Chamber Images'!$A$9,'360HD-Imperial'!M101,IF($F$11='Chamber Images'!A87,'C-4HD-Imperial'!H101,\"\"))))))))","v":""}]
[null,{"$f":"IF($F$11=\"Contactor 100HD\",'100HD-Imperial'!A102,IF($F$11=\"Recharger 150XLHD\",'150XLHD-Imperial'!A102,IF($F$11=\"Recharger 280HD\",'280HD-Imperial'!A102,IF($F$11=\"Recharger 330XLHD\",'330XLHD-Imperial'!A102,IF($F$11=\"Recharger 902HD\",'902HD-Imperial'!A102,IF($F$11=\"Contactor Field Drain C-4HD\",'C-4HD-Imperial'!A102,IF($F$11=\"Recharger 180HD\",'180HD-Imperial'!A102,IF($F$11='Chamber Images'!$A$9,'360HD-Imperial'!A102))))))))","v":-18},-457.2,{"$f":"IF($F$11=\"Contactor 100HD\",'100HD-Imperial'!D102,IF($F$11=\"Recharger 150XLHD\",'150XLHD-Imperial'!D102,IF($F$11=\"Recharger 280HD\",'280HD-Imperial'!D102,IF($F$11=\"Recharger 330XLHD\",'330XLHD-Imperial'!D102,IF($F$11=\"Recharger 902HD\",'902HD-Imperial'!G102,IF($F$11=\"Contactor Field Drain C-4HD\",'C-4HD-Imperial'!C102,IF($F$11=\"Recharger 180HD\",'180HD-Imperial'!D102,IF($F$11='Chamber Images'!$A$9,'360HD-Imperial'!G102,0))))))))","v":""},"",{"$f":"IF($F$11=\"Contactor 100HD\",'100HD-Imperial'!E102,IF($F$11=\"Recharger 150XLHD\",'150XLHD-Imperial'!E102,IF($F$11=\"Recharger 280HD\",'280HD-Imperial'!E102,IF($F$11=\"Recharger 330XLHD\",'330XLHD-Imperial'!E102,IF($F$11=\"Recharger 902HD\",'902HD-Imperial'!H102,IF($F$11=\"Recharger 180HD\",'180HD-Imperial'!C102,IF($F$11='Chamber Images'!$A$9,'360HD-Imperial'!H102,\"\")))))))","v":""},"",{"$f":"IF($F$11=\"Contactor 100HD\",'100HD-Imperial'!F102,IF($F$11=\"Recharger 150XLHD\",'150XLHD-Imperial'!F102,IF($F$11=\"Recharger 280HD\",'280HD-Imperial'!F102,IF($F$11=\"Recharger 330XLHD\",'330XLHD-Imperial'!F102,IF($F$11=\"Recharger 902HD\",'902HD-Imperial'!I102,IF($F$11=\"Contactor Field Drain C-4HD\",'C-4HD-Imperial'!D102,IF($F$11=\"Recharger 180HD\",'180HD-Imperial'!F102,IF($F$11='Chamber Images'!$A$9,'360HD-Imperial'!I102,0))))))))","v":""},"",{"$f":"IF($F$11=\"Contactor 100HD\",'100HD-Imperial'!G102,IF($F$11=\"Recharger 150XLHD\",'150XLHD-Imperial'!G102,IF($F$11=\"Recharger 280HD\",'280HD-Imperial'!G102,IF($F$11=\"Recharger 330XLHD\",'330XLHD-Imperial'!G102,IF($F$11=\"Recharger 902HD\",'902HD-Imperial'!J102,IF($F$11=\"Contactor Field Drain C-4HD\",'C-4HD-Imperial'!E102,IF($F$11=\"Recharger 180HD\",'180HD-Imperial'!G102,IF($F$11='Chamber Images'!$A$9,'360HD-Imperial'!J102,0))))))))","v":""},"",{"$f":"IF($F$11=\"Contactor 100HD\",'100HD-Imperial'!H102,IF($F$11=\"Recharger 150XLHD\",'150XLHD-Imperial'!H102,IF($F$11=\"Recharger 280HD\",'280HD-Imperial'!H102,IF($F$11=\"Recharger 330XLHD\",'330XLHD-Imperial'!H102,IF($F$11=\"Recharger 902HD\",'902HD-Imperial'!K102,IF($F$11=\"Contactor Field Drain C-4HD\",'C-4HD-Imperial'!F102,IF($F$11=\"Recharger 180HD\",'180HD-Imperial'!H102,IF($F$11='Chamber Images'!$A$9,'360HD-Imperial'!K102,0))))))))","v":""},"",{"$f":"IF($F$11=\"Contactor 100HD\",'100HD-Imperial'!I102,IF($F$11=\"Recharger 150XLHD\",'150XLHD-Imperial'!I102,IF($F$11=\"Recharger 280HD\",'280HD-Imperial'!I102,IF($F$11=\"Recharger 330XLHD\",'330XLHD-Imperial'!I102,IF($F$11=\"Recharger 902HD\",'902HD-Imperial'!L102,IF($F$11=\"Contactor Field Drain C-4HD\",'C-4HD-Imperial'!G102,IF($F$11=\"Recharger 180HD\",'180HD-Imperial'!I102,IF($F$11='Chamber Images'!$A$9,'360HD-Imperial'!L102,0))))))))","v":""},"",{"$f":"IF($F$11=\"Contactor 100HD\",'100HD-Imperial'!J102,IF($F$11=\"Recharger 150XLHD\",'150XLHD-Imperial'!J102,IF($F$11=\"Recharger 280HD\",'280HD-Imperial'!J102,IF($F$11=\"Recharger 330XLHD\",'330XLHD-Imperial'!J102,IF($F$11=\"Recharger 902HD\",'902HD-Imperial'!M102,IF($F$11=\"Recharger 180HD\",'180HD-Imperial'!J102,IF($F$11='Chamber Images'!$A$9,'360HD-Imperial'!M102,IF($F$11='Chamber Images'!A88,'C-4HD-Imperial'!H102,\"\"))))))))","v":""}]
[null,{"$f":"IF($F$11=\"Contactor 100HD\",'100HD-Imperial'!A103,IF($F$11=\"Recharger 150XLHD\",'150XLHD-Imperial'!A103,IF($F$11=\"Recharger 280HD\",'280HD-Imperial'!A103,IF($F$11=\"Recharger 330XLHD\",'330XLHD-Imperial'!A103,IF($F$11=\"Recharger 902HD\",'902HD-Imperial'!A103,IF($F$11=\"Contactor Field Drain C-4HD\",'C-4HD-Imperial'!A103,IF($F$11=\"Recharger 180HD\",'180HD-Imperial'!A103,IF($F$11='Chamber Images'!$A$9,'360HD-Imperial'!A103))))))))","v":-19},-482.59999999999997,{"$f":"IF($F$11=\"Contactor 100HD\",'100HD-Imperial'!D103,IF($F$11=\"Recharger 150XLHD\",'150XLHD-Imperial'!D103,IF($F$11=\"Recharger 280HD\",'280HD-Imperial'!D103,IF($F$11=\"Recharger 330XLHD\",'330XLHD-Imperial'!D103,IF($F$11=\"Recharger 902HD\",'902HD-Imperial'!G103,IF($F$11=\"Contactor Field Drain C-4HD\",'C-4HD-Imperial'!C103,IF($F$11=\"Recharger 180HD\",'180HD-Imperial'!D103,IF($F$11='Chamber Images'!$A$9,'360HD-Imperial'!G103,0))))))))","v":""},"",{"$f":"IF($F$11=\"Contactor 100HD\",'100HD-Imperial'!E103,IF($F$11=\"Recharger 150XLHD\",'150XLHD-Imperial'!E103,IF($F$11=\"Recharger 280HD\",'280HD-Imperial'!E103,IF($F$11=\"Recharger 330XLHD\",'330XLHD-Imperial'!E103,IF($F$11=\"Recharger 902HD\",'902HD-Imperial'!H103,IF($F$11=\"Recharger 180HD\",'180HD-Imperial'!C103,IF($F$11='Chamber Images'!$A$9,'360HD-Imperial'!H103,\"\")))))))","v":""},"",{"$f":"IF($F$11=\"Contactor 100HD\",'100HD-Imperial'!F103,IF($F$11=\"Recharger 150XLHD\",'150XLHD-Imperial'!F103,IF($F$11=\"Recharger 280HD\",'280HD-Imperial'!F103,IF($F$11=\"Recharger 330XLHD\",'330XLHD-Imperial'!F103,IF($F$11=\"Recharger 902HD\",'902HD-Imperial'!I103,IF($F$11=\"Contactor Field Drain C-4HD\",'C-4HD-Imperial'!D103,IF($F$11=\"Recharger 180HD\",'180HD-Imperial'!F103,IF($F$11='Chamber Images'!$A$9,'360HD-Imperial'!I103,0))))))))","v":""},"",{"$f":"IF($F$11=\"Contactor 100HD\",'100HD-Imperial'!G103,IF($F$11=\"Recharger 150XLHD\",'150XLHD-Imperial'!G103,IF($F$11=\"Recharger 280HD\",'280HD-Imperial'!G103,IF($F$11=\"Recharger 330XLHD\",'330XLHD-Imperial'!G103,IF($F$11=\"Recharger 902HD\",'902HD-Imperial'!J103,IF($F$11=\"Contactor Field Drain C-4HD\",'C-4HD-Imperial'!E103,IF($F$11=\"Recharger 180HD\",'180HD-Imperial'!G103,IF($F$11='Chamber Images'!$A$9,'360HD-Imperial'!J103,0))))))))","v":""},"",{"$f":"IF($F$11=\"Contactor 100HD\",'100HD-Imperial'!H103,IF($F$11=\"Recharger 150XLHD\",'150XLHD-Imperial'!H103,IF($F$11=\"Recharger 280HD\",'280HD-Imperial'!H103,IF($F$11=\"Recharger 330XLHD\",'330XLHD-Imperial'!H103,IF($F$11=\"Recharger 902HD\",'902HD-Imperial'!K103,IF($F$11=\"Contactor Field Drain C-4HD\",'C-4HD-Imperial'!F103,IF($F$11=\"Recharger 180HD\",'180HD-Imperial'!H103,IF($F$11='Chamber Images'!$A$9,'360HD-Imperial'!K103,0))))))))","v":""},"",{"$f":"IF($F$11=\"Contactor 100HD\",'100HD-Imperial'!I103,IF($F$11=\"Recharger 150XLHD\",'150XLHD-Imperial'!I103,IF($F$11=\"Recharger 280HD\",'280HD-Imperial'!I103,IF($F$11=\"Recharger 330XLHD\",'330XLHD-Imperial'!I103,IF($F$11=\"Recharger 902HD\",'902HD-Imperial'!L103,IF($F$11=\"Contactor Field Drain C-4HD\",'C-4HD-Imperial'!G103,IF($F$11=\"Recharger 180HD\",'180HD-Imperial'!I103,IF($F$11='Chamber Images'!$A$9,'360HD-Imperial'!L103,0))))))))","v":""},"",{"$f":"IF($F$11=\"Contactor 100HD\",'100HD-Imperial'!J103,IF($F$11=\"Recharger 150XLHD\",'150XLHD-Imperial'!J103,IF($F$11=\"Recharger 280HD\",'280HD-Imperial'!J103,IF($F$11=\"Recharger 330XLHD\",'330XLHD-Imperial'!J103,IF($F$11=\"Recharger 902HD\",'902HD-Imperial'!M103,IF($F$11=\"Recharger 180HD\",'180HD-Imperial'!J103,IF($F$11='Chamber Images'!$A$9,'360HD-Imperial'!M103,IF($F$11='Chamber Images'!A89,'C-4HD-Imperial'!H103,\"\"))))))))","v":""}]
[null,{"$f":"IF($F$11=\"Contactor 100HD\",'100HD-Imperial'!A104,IF($F$11=\"Recharger 150XLHD\",'150XLHD-Imperial'!A104,IF($F$11=\"Recharger 280HD\",'280HD-Imperial'!A104,IF($F$11=\"Recharger 330XLHD\",'330XLHD-Imperial'!A104,IF($F$11=\"Recharger 902HD\",'902HD-Imperial'!A104,IF($F$11=\"Contactor Field Drain C-4HD\",'C-4HD-Imperial'!A104,IF($F$11=\"Recharger 180HD\",'180HD-Imperial'!A104,IF($F$11='Chamber Images'!$A$9,'360HD-Imperial'!A104))))))))","v":-20},-508,{"$f":"IF($F$11=\"Contactor 100HD\",'100HD-Imperial'!D104,IF($F$11=\"Recharger 150XLHD\",'150XLHD-Imperial'!D104,IF($F$11=\"Recharger 280HD\",'280HD-Imperial'!D104,IF($F$11=\"Recharger 330XLHD\",'330XLHD-Imperial'!D104,IF($F$11=\"Recharger 902HD\",'902HD-Imperial'!G104,IF($F$11=\"Contactor Field Drain C-4HD\",'C-4HD-Imperial'!C104,IF($F$11=\"Recharger 180HD\",'180HD-Imperial'!D104,IF($F$11='Chamber Images'!$A$9,'360HD-Imperial'!G104,0))))))))","v":""},"",{"$f":"IF($F$11=\"Contactor 100HD\",'100HD-Imperial'!E104,IF($F$11=\"Recharger 150XLHD\",'150XLHD-Imperial'!E104,IF($F$11=\"Recharger 280HD\",'280HD-Imperial'!E104,IF($F$11=\"Recharger 330XLHD\",'330XLHD-Imperial'!E104,IF($F$11=\"Recharger 902HD\",'902HD-Imperial'!H104,IF($F$11=\"Recharger 180HD\",'180HD-Imperial'!C104,IF($F$11='Chamber Images'!$A$9,'360HD-Imperial'!H104,\"\")))))))","v":""},"",{"$f":"IF($F$11=\"Contactor 100HD\",'100HD-Imperial'!F104,IF($F$11=\"Recharger 150XLHD\",'150XLHD-Imperial'!F104,IF($F$11=\"Recharger 280HD\",'280HD-Imperial'!F104,IF($F$11=\"Recharger 330XLHD\",'330XLHD-Imperial'!F104,IF($F$11=\"Recharger 902HD\",'902HD-Imperial'!I104,IF($F$11=\"Contactor Field Drain C-4HD\",'C-4HD-Imperial'!D104,IF($F$11=\"Recharger 180HD\",'180HD-Imperial'!F104,IF($F$11='Chamber Images'!$A$9,'360HD-Imperial'!I104,0))))))))","v":""},"",{"$f":"IF($F$11=\"Contactor 100HD\",'100HD-Imperial'!G104,IF($F$11=\"Recharger 150XLHD\",'150XLHD-Imperial'!G104,IF($F$11=\"Recharger 280HD\",'280HD-Imperial'!G104,IF($F$11=\"Recharger 330XLHD\",'330XLHD-Imperial'!G104,IF($F$11=\"Recharger 902HD\",'902HD-Imperial'!J104,IF($F$11=\"Contactor Field Drain C-4HD\",'C-4HD-Imperial'!E104,IF($F$11=\"Recharger 180HD\",'180HD-Imperial'!G104,IF($F$11='Chamber Images'!$A$9,'360HD-Imperial'!J104,0))))))))","v":""},"",{"$f":"IF($F$11=\"Contactor 100HD\",'100HD-Imperial'!H104,IF($F$11=\"Recharger 150XLHD\",'150XLHD-Imperial'!H104,IF($F$11=\"Recharger 280HD\",'280HD-Imperial'!H104,IF($F$11=\"Recharger 330XLHD\",'330XLHD-Imperial'!H104,IF($F$11=\"Recharger 902HD\",'902HD-Imperial'!K104,IF($F$11=\"Contactor Field Drain C-4HD\",'C-4HD-Imperial'!F104,IF($F$11=\"Recharger 180HD\",'180HD-Imperial'!H104,IF($F$11='Chamber Images'!$A$9,'360HD-Imperial'!K104,0))))))))","v":""},"",{"$f":"IF($F$11=\"Contactor 100HD\",'100HD-Imperial'!I104,IF($F$11=\"Recharger 150XLHD\",'150XLHD-Imperial'!I104,IF($F$11=\"Recharger 280HD\",'280HD-Imperial'!I104,IF($F$11=\"Recharger 330XLHD\",'330XLHD-Imperial'!I104,IF($F$11=\"Recharger 902HD\",'902HD-Imperial'!L104,IF($F$11=\"Contactor Field Drain C-4HD\",'C-4HD-Imperial'!G104,IF($F$11=\"Recharger 180HD\",'180HD-Imperial'!I104,IF($F$11='Chamber Images'!$A$9,'360HD-Imperial'!L104,0))))))))","v":""},"",{"$f":"IF($F$11=\"Contactor 100HD\",'100HD-Imperial'!J104,IF($F$11=\"Recharger 150XLHD\",'150XLHD-Imperial'!J104,IF($F$11=\"Recharger 280HD\",'280HD-Imperial'!J104,IF($F$11=\"Recharger 330XLHD\",'330XLHD-Imperial'!J104,IF($F$11=\"Recharger 902HD\",'902HD-Imperial'!M104,IF($F$11=\"Recharger 180HD\",'180HD-Imperial'!J104,IF($F$11='Chamber Images'!$A$9,'360HD-Imperial'!M104,IF($F$11='Chamber Images'!A90,'C-4HD-Imperial'!H104,\"\"))))))))","v":""}]
[null,{"$f":"IF($F$11=\"Contactor 100HD\",'100HD-Imperial'!A105,IF($F$11=\"Recharger 150XLHD\",'150XLHD-Imperial'!A105,IF($F$11=\"Recharger 280HD\",'280HD-Imperial'!A105,IF($F$11=\"Recharger 330XLHD\",'330XLHD-Imperial'!A105,IF($F$11=\"Recharger 902HD\",'902HD-Imperial'!A105,IF($F$11=\"Contactor Field Drain C-4HD\",'C-4HD-Imperial'!A105,IF($F$11=\"Recharger 180HD\",'180HD-Imperial'!A105,IF($F$11='Chamber Images'!$A$9,'360HD-Imperial'!A105))))))))","v":-21},-533.4,{"$f":"IF($F$11=\"Contactor 100HD\",'100HD-Imperial'!D105,IF($F$11=\"Recharger 150XLHD\",'150XLHD-Imperial'!D105,IF($F$11=\"Recharger 280HD\",'280HD-Imperial'!D105,IF($F$11=\"Recharger 330XLHD\",'330XLHD-Imperial'!D105,IF($F$11=\"Recharger 902HD\",'902HD-Imperial'!G105,IF($F$11=\"Contactor Field Drain C-4HD\",'C-4HD-Imperial'!C105,IF($F$11=\"Recharger 180HD\",'180HD-Imperial'!D105,IF($F$11='Chamber Images'!$A$9,'360HD-Imperial'!G105,0))))))))","v":""},"",{"$f":"IF($F$11=\"Contactor 100HD\",'100HD-Imperial'!E105,IF($F$11=\"Recharger 150XLHD\",'150XLHD-Imperial'!E105,IF($F$11=\"Recharger 280HD\",'280HD-Imperial'!E105,IF($F$11=\"Recharger 330XLHD\",'330XLHD-Imperial'!E105,IF($F$11=\"Recharger 902HD\",'902HD-Imperial'!H105,IF($F$11=\"Recharger 180HD\",'180HD-Imperial'!C105,IF($F$11='Chamber Images'!$A$9,'360HD-Imperial'!H105,\"\")))))))","v":""},"",{"$f":"IF($F$11=\"Contactor 100HD\",'100HD-Imperial'!F105,IF($F$11=\"Recharger 150XLHD\",'150XLHD-Imperial'!F105,IF($F$11=\"Recharger 280HD\",'280HD-Imperial'!F105,IF($F$11=\"Recharger 330XLHD\",'330XLHD-Imperial'!F105,IF($F$11=\"Recharger 902HD\",'902HD-Imperial'!I105,IF($F$11=\"Contactor Field Drain C-4HD\",'C-4HD-Imperial'!D105,IF($F$11=\"Recharger 180HD\",'180HD-Imperial'!F105,IF($F$11='Chamber Images'!$A$9,'360HD-Imperial'!I105,0))))))))","v":""},"",{"$f":"IF($F$11=\"Contactor 100HD\",'100HD-Imperial'!G105,IF($F$11=\"Recharger 150XLHD\",'150XLHD-Imperial'!G105,IF($F$11=\"Recharger 280HD\",'280HD-Imperial'!G105,IF($F$11=\"Recharger 330XLHD\",'330XLHD-Imperial'!G105,IF($F$11=\"Recharger 902HD\",'902HD-Imperial'!J105,IF($F$11=\"Contactor Field Drain C-4HD\",'C-4HD-Imperial'!E105,IF($F$11=\"Recharger 180HD\",'180HD-Imperial'!G105,IF($F$11='Chamber Images'!$A$9,'360HD-Imperial'!J105,0))))))))","v":""},"",{"$f":"IF($F$11=\"Contactor 100HD\",'100HD-Imperial'!H105,IF($F$11=\"Recharger 150XLHD\",'150XLHD-Imperial'!H105,IF($F$11=\"Recharger 280HD\",'280HD-Imperial'!H105,IF($F$11=\"Recharger 330XLHD\",'330XLHD-Imperial'!H105,IF($F$11=\"Recharger 902HD\",'902HD-Imperial'!K105,IF($F$11=\"Contactor Field Drain C-4HD\",'C-4HD-Imperial'!F105,IF($F$11=\"Recharger 180HD\",'180HD-Imperial'!H105,IF($F$11='Chamber Images'!$A$9,'360HD-Imperial'!K105,0))))))))","v":""},"",{"$f":"IF($F$11=\"Contactor 100HD\",'100HD-Imperial'!I105,IF($F$11=\"Recharger 150XLHD\",'150XLHD-Imperial'!I105,IF($F$11=\"Recharger 280HD\",'280HD-Imperial'!I105,IF($F$11=\"Recharger 330XLHD\",'330XLHD-Imperial'!I105,IF($F$11=\"Recharger 902HD\",'902HD-Imperial'!L105,IF($F$11=\"Contactor Field Drain C-4HD\",'C-4HD-Imperial'!G105,IF($F$11=\"Recharger 180HD\",'180HD-Imperial'!I105,IF($F$11='Chamber Images'!$A$9,'360HD-Imperial'!L105,0))))))))","v":""},"",{"$f":"IF($F$11=\"Contactor 100HD\",'100HD-Imperial'!J105,IF($F$11=\"Recharger 150XLHD\",'150XLHD-Imperial'!J105,IF($F$11=\"Recharger 280HD\",'280HD-Imperial'!J105,IF($F$11=\"Recharger 330XLHD\",'330XLHD-Imperial'!J105,IF($F$11=\"Recharger 902HD\",'902HD-Imperial'!M105,IF($F$11=\"Recharger 180HD\",'180HD-Imperial'!J105,IF($F$11='Chamber Images'!$A$9,'360HD-Imperial'!M105,IF($F$11='Chamber Images'!A91,'C-4HD-Imperial'!H105,\"\"))))))))","v":""}]
[null,{"$f":"IF($F$11=\"Contactor 100HD\",'100HD-Imperial'!A106,IF($F$11=\"Recharger 150XLHD\",'150XLHD-Imperial'!A106,IF($F$11=\"Recharger 280HD\",'280HD-Imperial'!A106,IF($F$11=\"Recharger 330XLHD\",'330XLHD-Imperial'!A106,IF($F$11=\"Recharger 902HD\",'902HD-Imperial'!A106,IF($F$11=\"Contactor Field Drain C-4HD\",'C-4HD-Imperial'!A106,IF($F$11=\"Recharger 180HD\",'180HD-Imperial'!A106,IF($F$11='Chamber Images'!$A$9,'360HD-Imperial'!A106))))))))","v":-22},-558.79999999999995,{"$f":"IF($F$11=\"Contactor 100HD\",'100HD-Imperial'!D106,IF($F$11=\"Recharger 150XLHD\",'150XLHD-Imperial'!D106,IF($F$11=\"Recharger 280HD\",'280HD-Imperial'!D106,IF($F$11=\"Recharger 330XLHD\",'330XLHD-Imperial'!D106,IF($F$11=\"Recharger 902HD\",'902HD-Imperial'!G106,IF($F$11=\"Contactor Field Drain C-4HD\",'C-4HD-Imperial'!C106,IF($F$11=\"Recharger 180HD\",'180HD-Imperial'!D106,IF($F$11='Chamber Images'!$A$9,'360HD-Imperial'!G106,0))))))))","v":""},"",{"$f":"IF($F$11=\"Contactor 100HD\",'100HD-Imperial'!E106,IF($F$11=\"Recharger 150XLHD\",'150XLHD-Imperial'!E106,IF($F$11=\"Recharger 280HD\",'280HD-Imperial'!E106,IF($F$11=\"Recharger 330XLHD\",'330XLHD-Imperial'!E106,IF($F$11=\"Recharger 902HD\",'902HD-Imperial'!H106,IF($F$11=\"Recharger 180HD\",'180HD-Imperial'!C106,IF($F$11='Chamber Images'!$A$9,'360HD-Imperial'!H106,\"\")))))))","v":""},"",{"$f":"IF($F$11=\"Contactor 100HD\",'100HD-Imperial'!F106,IF($F$11=\"Recharger 150XLHD\",'150XLHD-Imperial'!F106,IF($F$11=\"Recharger 280HD\",'280HD-Imperial'!F106,IF($F$11=\"Recharger 330XLHD\",'330XLHD-Imperial'!F106,IF($F$11=\"Recharger 902HD\",'902HD-Imperial'!I106,IF($F$11=\"Contactor Field Drain C-4HD\",'C-4HD-Imperial'!D106,IF($F$11=\"Recharger 180HD\",'180HD-Imperial'!F106,IF($F$11='Chamber Images'!$A$9,'360HD-Imperial'!I106,0))))))))","v":""},"",{"$f":"IF($F$11=\"Contactor 100HD\",'100HD-Imperial'!G106,IF($F$11=\"Recharger 150XLHD\",'150XLHD-Imperial'!G106,IF($F$11=\"Recharger 280HD\",'280HD-Imperial'!G106,IF($F$11=\"Recharger 330XLHD\",'330XLHD-Imperial'!G106,IF($F$11=\"Recharger 902HD\",'902HD-Imperial'!J106,IF($F$11=\"Contactor Field Drain C-4HD\",'C-4HD-Imperial'!E106,IF($F$11=\"Recharger 180HD\",'180HD-Imperial'!G106,IF($F$11='Chamber Images'!$A$9,'360HD-Imperial'!J106,0))))))))","v":""},"",{"$f":"IF($F$11=\"Contactor 100HD\",'100HD-Imperial'!H106,IF($F$11=\"Recharger 150XLHD\",'150XLHD-Imperial'!H106,IF($F$11=\"Recharger 280HD\",'280HD-Imperial'!H106,IF($F$11=\"Recharger 330XLHD\",'330XLHD-Imperial'!H106,IF($F$11=\"Recharger 902HD\",'902HD-Imperial'!K106,IF($F$11=\"Contactor Field Drain C-4HD\",'C-4HD-Imperial'!F106,IF($F$11=\"Recharger 180HD\",'180HD-Imperial'!H106,IF($F$11='Chamber Images'!$A$9,'360HD-Imperial'!K106,0))))))))","v":""},"",{"$f":"IF($F$11=\"Contactor 100HD\",'100HD-Imperial'!I106,IF($F$11=\"Recharger 150XLHD\",'150XLHD-Imperial'!I106,IF($F$11=\"Recharger 280HD\",'280HD-Imperial'!I106,IF($F$11=\"Recharger 330XLHD\",'330XLHD-Imperial'!I106,IF($F$11=\"Recharger 902HD\",'902HD-Imperial'!L106,IF($F$11=\"Contactor Field Drain C-4HD\",'C-4HD-Imperial'!G106,IF($F$11=\"Recharger 180HD\",'180HD-Imperial'!I106,IF($F$11='Chamber Images'!$A$9,'360HD-Imperial'!L106,0))))))))","v":""},"",{"$f":"IF($F$11=\"Contactor 100HD\",'100HD-Imperial'!J106,IF($F$11=\"Recharger 150XLHD\",'150XLHD-Imperial'!J106,IF($F$11=\"Recharger 280HD\",'280HD-Imperial'!J106,IF($F$11=\"Recharger 330XLHD\",'330XLHD-Imperial'!J106,IF($F$11=\"Recharger 902HD\",'902HD-Imperial'!M106,IF($F$11=\"Recharger 180HD\",'180HD-Imperial'!J106,IF($F$11='Chamber Images'!$A$9,'360HD-Imperial'!M106,IF($F$11='Chamber Images'!A92,'C-4HD-Imperial'!H106,\"\"))))))))","v":""}]
[null,{"$f":"IF($F$11=\"Contactor 100HD\",'100HD-Imperial'!A107,IF($F$11=\"Recharger 150XLHD\",'150XLHD-Imperial'!A107,IF($F$11=\"Recharger 280HD\",'280HD-Imperial'!A107,IF($F$11=\"Recharger 330XLHD\",'330XLHD-Imperial'!A107,IF($F$11=\"Recharger 902HD\",'902HD-Imperial'!A107,IF($F$11=\"Contactor Field Drain C-4HD\",'C-4HD-Imperial'!A107,IF($F$11=\"Recharger 180HD\",'180HD-Imperial'!A107,IF($F$11='Chamber Images'!$A$9,'360HD-Imperial'!A107))))))))","v":-23},-584.19999999999993,{"$f":"IF($F$11=\"Contactor 100HD\",'100HD-Imperial'!D107,IF($F$11=\"Recharger 150XLHD\",'150XLHD-Imperial'!D107,IF($F$11=\"Recharger 280HD\",'280HD-Imperial'!D107,IF($F$11=\"Recharger 330XLHD\",'330XLHD-Imperial'!D107,IF($F$11=\"Recharger 902HD\",'902HD-Imperial'!G107,IF($F$11=\"Contactor Field Drain C-4HD\",'C-4HD-Imperial'!C107,IF($F$11=\"Recharger 180HD\",'180HD-Imperial'!D107,IF($F$11='Chamber Images'!$A$9,'360HD-Imperial'!G107,0))))))))","v":""},"",{"$f":"IF($F$11=\"Contactor 100HD\",'100HD-Imperial'!E107,IF($F$11=\"Recharger 150XLHD\",'150XLHD-Imperial'!E107,IF($F$11=\"Recharger 280HD\",'280HD-Imperial'!E107,IF($F$11=\"Recharger 330XLHD\",'330XLHD-Imperial'!E107,IF($F$11=\"Recharger 902HD\",'902HD-Imperial'!H107,IF($F$11=\"Recharger 180HD\",'180HD-Imperial'!C107,IF($F$11='Chamber Images'!$A$9,'360HD-Imperial'!H107,\"\")))))))","v":""},"",{"$f":"IF($F$11=\"Contactor 100HD\",'100HD-Imperial'!F107,IF($F$11=\"Recharger 150XLHD\",'150XLHD-Imperial'!F107,IF($F$11=\"Recharger 280HD\",'280HD-Imperial'!F107,IF($F$11=\"Recharger 330XLHD\",'330XLHD-Imperial'!F107,IF($F$11=\"Recharger 902HD\",'902HD-Imperial'!I107,IF($F$11=\"Contactor Field Drain C-4HD\",'C-4HD-Imperial'!D107,IF($F$11=\"Recharger 180HD\",'180HD-Imperial'!F107,IF($F$11='Chamber Images'!$A$9,'360HD-Imperial'!I107,0))))))))","v":""},"",{"$f":"IF($F$11=\"Contactor 100HD\",'100HD-Imperial'!G107,IF($F$11=\"Recharger 150XLHD\",'150XLHD-Imperial'!G107,IF($F$11=\"Recharger 280HD\",'280HD-Imperial'!G107,IF($F$11=\"Recharger 330XLHD\",'330XLHD-Imperial'!G107,IF($F$11=\"Recharger 902HD\",'902HD-Imperial'!J107,IF($F$11=\"Contactor Field Drain C-4HD\",'C-4HD-Imperial'!E107,IF($F$11=\"Recharger 180HD\",'180HD-Imperial'!G107,IF($F$11='Chamber Images'!$A$9,'360HD-Imperial'!J107,0))))))))","v":""},"",{"$f":"IF($F$11=\"Contactor 100HD\",'100HD-Imperial'!H107,IF($F$11=\"Recharger 150XLHD\",'150XLHD-Imperial'!H107,IF($F$11=\"Recharger 280HD\",'280HD-Imperial'!H107,IF($F$11=\"Recharger 330XLHD\",'330XLHD-Imperial'!H107,IF($F$11=\"Recharger 902HD\",'902HD-Imperial'!K107,IF($F$11=\"Contactor Field Drain C-4HD\",'C-4HD-Imperial'!F107,IF($F$11=\"Recharger 180HD\",'180HD-Imperial'!H107,IF($F$11='Chamber Images'!$A$9,'360HD-Imperial'!K107,0))))))))","v":""},"",{"$f":"IF($F$11=\"Contactor 100HD\",'100HD-Imperial'!I107,IF($F$11=\"Recharger 150XLHD\",'150XLHD-Imperial'!I107,IF($F$11=\"Recharger 280HD\",'280HD-Imperial'!I107,IF($F$11=\"Recharger 330XLHD\",'330XLHD-Imperial'!I107,IF($F$11=\"Recharger 902HD\",'902HD-Imperial'!L107,IF($F$11=\"Contactor Field Drain C-4HD\",'C-4HD-Imperial'!G107,IF($F$11=\"Recharger 180HD\",'180HD-Imperial'!I107,IF($F$11='Chamber Images'!$A$9,'360HD-Imperial'!L107,0))))))))","v":""},"",{"$f":"IF($F$11=\"Contactor 100HD\",'100HD-Imperial'!J107,IF($F$11=\"Recharger 150XLHD\",'150XLHD-Imperial'!J107,IF($F$11=\"Recharger 280HD\",'280HD-Imperial'!J107,IF($F$11=\"Recharger 330XLHD\",'330XLHD-Imperial'!J107,IF($F$11=\"Recharger 902HD\",'902HD-Imperial'!M107,IF($F$11=\"Recharger 180HD\",'180HD-Imperial'!J107,IF($F$11='Chamber Images'!$A$9,'360HD-Imperial'!M107,IF($F$11='Chamber Images'!A93,'C-4HD-Imperial'!H107,\"\"))))))))","v":""}]
[null,{"$f":"IF($F$11=\"Contactor 100HD\",'100HD-Imperial'!A108,IF($F$11=\"Recharger 150XLHD\",'150XLHD-Imperial'!A108,IF($F$11=\"Recharger 280HD\",'280HD-Imperial'!A108,IF($F$11=\"Recharger 330XLHD\",'330XLHD-Imperial'!A108,IF($F$11=\"Recharger 902HD\",'902HD-Imperial'!A108,IF($F$11=\"Contactor Field Drain C-4HD\",'C-4HD-Imperial'!A108,IF($F$11=\"Recharger 180HD\",'180HD-Imperial'!A108,IF($F$11='Chamber Images'!$A$9,'360HD-Imperial'!A108))))))))","v":-24},-609.59999999999991,{"$f":"IF($F$11=\"Contactor 100HD\",'100HD-Imperial'!D108,IF($F$11=\"Recharger 150XLHD\",'150XLHD-Imperial'!D108,IF($F$11=\"Recharger 280HD\",'280HD-Imperial'!D108,IF($F$11=\"Recharger 330XLHD\",'330XLHD-Imperial'!D108,IF($F$11=\"Recharger 902HD\",'902HD-Imperial'!G108,IF($F$11=\"Contactor Field Drain C-4HD\",'C-4HD-Imperial'!C108,IF($F$11=\"Recharger 180HD\",'180HD-Imperial'!D108,IF($F$11='Chamber Images'!$A$9,'360HD-Imperial'!G108,0))))))))","v":""},"",{"$f":"IF($F$11=\"Contactor 100HD\",'100HD-Imperial'!E108,IF($F$11=\"Recharger 150XLHD\",'150XLHD-Imperial'!E108,IF($F$11=\"Recharger 280HD\",'280HD-Imperial'!E108,IF($F$11=\"Recharger 330XLHD\",'330XLHD-Imperial'!E108,IF($F$11=\"Recharger 902HD\",'902HD-Imperial'!H108,IF($F$11=\"Recharger 180HD\",'180HD-Imperial'!C108,IF($F$11='Chamber Images'!$A$9,'360HD-Imperial'!H108,\"\")))))))","v":""},"",{"$f":"IF($F$11=\"Contactor 100HD\",'100HD-Imperial'!F108,IF($F$11=\"Recharger 150XLHD\",'150XLHD-Imperial'!F108,IF($F$11=\"Recharger 280HD\",'280HD-Imperial'!F108,IF($F$11=\"Recharger 330XLHD\",'330XLHD-Imperial'!F108,IF($F$11=\"Recharger 902HD\",'902HD-Imperial'!I108,IF($F$11=\"Contactor Field Drain C-4HD\",'C-4HD-Imperial'!D108,IF($F$11=\"Recharger 180HD\",'180HD-Imperial'!F108,IF($F$11='Chamber Images'!$A$9,'360HD-Imperial'!I108,0))))))))","v":""},"",{"$f":"IF($F$11=\"Contactor 100HD\",'100HD-Imperial'!G108,IF($F$11=\"Recharger 150XLHD\",'150XLHD-Imperial'!G108,IF($F$11=\"Recharger 280HD\",'280HD-Imperial'!G108,IF($F$11=\"Recharger 330XLHD\",'330XLHD-Imperial'!G108,IF($F$11=\"Recharger 902HD\",'902HD-Imperial'!J108,IF($F$11=\"Contactor Field Drain C-4HD\",'C-4HD-Imperial'!E108,IF($F$11=\"Recharger 180HD\",'180HD-Imperial'!G108,IF($F$11='Chamber Images'!$A$9,'360HD-Imperial'!J108,0))))))))","v":""},"",{"$f":"IF($F$11=\"Contactor 100HD\",'100HD-Imperial'!H108,IF($F$11=\"Recharger 150XLHD\",'150XLHD-Imperial'!H108,IF($F$11=\"Recharger 280HD\",'280HD-Imperial'!H108,IF($F$11=\"Recharger 330XLHD\",'330XLHD-Imperial'!H108,IF($F$11=\"Recharger 902HD\",'902HD-Imperial'!K108,IF($F$11=\"Contactor Field Drain C-4HD\",'C-4HD-Imperial'!F108,IF($F$11=\"Recharger 180HD\",'180HD-Imperial'!H108,IF($F$11='Chamber Images'!$A$9,'360HD-Imperial'!K108,0))))))))","v":""},"",{"$f":"IF($F$11=\"Contactor 100HD\",'100HD-Imperial'!I108,IF($F$11=\"Recharger 150XLHD\",'150XLHD-Imperial'!I108,IF($F$11=\"Recharger 280HD\",'280HD-Imperial'!I108,IF($F$11=\"Recharger 330XLHD\",'330XLHD-Imperial'!I108,IF($F$11=\"Recharger 902HD\",'902HD-Imperial'!L108,IF($F$11=\"Contactor Field Drain C-4HD\",'C-4HD-Imperial'!G108,IF($F$11=\"Recharger 180HD\",'180HD-Imperial'!I108,IF($F$11='Chamber Images'!$A$9,'360HD-Imperial'!L108,0))))))))","v":""},"",{"$f":"IF($F$11=\"Contactor 100HD\",'100HD-Imperial'!J108,IF($F$11=\"Recharger 150XLHD\",'150XLHD-Imperial'!J108,IF($F$11=\"Recharger 280HD\",'280HD-Imperial'!J108,IF($F$11=\"Recharger 330XLHD\",'330XLHD-Imperial'!J108,IF($F$11=\"Recharger 902HD\",'902HD-Imperial'!M108,IF($F$11=\"Recharger 180HD\",'180HD-Imperial'!J108,IF($F$11='Chamber Images'!$A$9,'360HD-Imperial'!M108,IF($F$11='Chamber Images'!A94,'C-4HD-Imperial'!H108,\"\"))))))))","v":""}]
[null,{"$f":"IF($F$11=\"Contactor 100HD\",'100HD-Imperial'!A109,IF($F$11=\"Recharger 150XLHD\",'150XLHD-Imperial'!A109,IF($F$11=\"Recharger 280HD\",'280HD-Imperial'!A109,IF($F$11=\"Recharger 330XLHD\",'330XLHD-Imperial'!A109,IF($F$11=\"Recharger 902HD\",'902HD-Imperial'!A109,IF($F$11=\"Contactor Field Drain C-4HD\",'C-4HD-Imperial'!A109,IF($F$11=\"Recharger 180HD\",'180HD-Imperial'!A109,IF($F$11='Chamber Images'!$A$9,'360HD-Imperial'!A109))))))))","v":-25},-635,{"$f":"IF($F$11=\"Contactor 100HD\",'100HD-Imperial'!D109,IF($F$11=\"Recharger 150XLHD\",'150XLHD-Imperial'!D109,IF($F$11=\"Recharger 280HD\",'280HD-Imperial'!D109,IF($F$11=\"Recharger 330XLHD\",'330XLHD-Imperial'!D109,IF($F$11=\"Recharger 902HD\",'902HD-Imperial'!G109,IF($F$11=\"Contactor Field Drain C-4HD\",'C-4HD-Imperial'!C109,IF($F$11=\"Recharger 180HD\",'180HD-Imperial'!D109,IF($F$11='Chamber Images'!$A$9,'360HD-Imperial'!G109,0))))))))","v":""},"",{"$f":"IF($F$11=\"Contactor 100HD\",'100HD-Imperial'!E109,IF($F$11=\"Recharger 150XLHD\",'150XLHD-Imperial'!E109,IF($F$11=\"Recharger 280HD\",'280HD-Imperial'!E109,IF($F$11=\"Recharger 330XLHD\",'330XLHD-Imperial'!E109,IF($F$11=\"Recharger 902HD\",'902HD-Imperial'!H109,IF($F$11=\"Recharger 180HD\",'180HD-Imperial'!C109,IF($F$11='Chamber Images'!$A$9,'360HD-Imperial'!H109,\"\")))))))","v":""},"",{"$f":"IF($F$11=\"Contactor 100HD\",'100HD-Imperial'!F109,IF($F$11=\"Recharger 150XLHD\",'150XLHD-Imperial'!F109,IF($F$11=\"Recharger 280HD\",'280HD-Imperial'!F109,IF($F$11=\"Recharger 330XLHD\",'330XLHD-Imperial'!F109,IF($F$11=\"Recharger 902HD\",'902HD-Imperial'!I109,IF($F$11=\"Contactor Field Drain C-4HD\",'C-4HD-Imperial'!D109,IF($F$11=\"Recharger 180HD\",'180HD-Imperial'!F109,IF($F$11='Chamber Images'!$A$9,'360HD-Imperial'!I109,0))))))))","v":""},"",{"$f":"IF($F$11=\"Contactor 100HD\",'100HD-Imperial'!G109,IF($F$11=\"Recharger 150XLHD\",'150XLHD-Imperial'!G109,IF($F$11=\"Recharger 280HD\",'280HD-Imperial'!G109,IF($F$11=\"Recharger 330XLHD\",'330XLHD-Imperial'!G109,IF($F$11=\"Recharger 902HD\",'902HD-Imperial'!J109,IF($F$11=\"Contactor Field Drain C-4HD\",'C-4HD-Imperial'!E109,IF($F$11=\"Recharger 180HD\",'180HD-Imperial'!G109,IF($F$11='Chamber Images'!$A$9,'360HD-Imperial'!J109,0))))))))","v":""},"",{"$f":"IF($F$11=\"Contactor 100HD\",'100HD-Imperial'!H109,IF($F$11=\"Recharger 150XLHD\",'150XLHD-Imperial'!H109,IF($F$11=\"Recharger 280HD\",'280HD-Imperial'!H109,IF($F$11=\"Recharger 330XLHD\",'330XLHD-Imperial'!H109,IF($F$11=\"Recharger 902HD\",'902HD-Imperial'!K109,IF($F$11=\"Contactor Field Drain C-4HD\",'C-4HD-Imperial'!F109,IF($F$11=\"Recharger 180HD\",'180HD-Imperial'!H109,IF($F$11='Chamber Images'!$A$9,'360HD-Imperial'!K109,0))))))))","v":""},"",{"$f":"IF($F$11=\"Contactor 100HD\",'100HD-Imperial'!I109,IF($F$11=\"Recharger 150XLHD\",'150XLHD-Imperial'!I109,IF($F$11=\"Recharger 280HD\",'280HD-Imperial'!I109,IF($F$11=\"Recharger 330XLHD\",'330XLHD-Imperial'!I109,IF($F$11=\"Recharger 902HD\",'902HD-Imperial'!L109,IF($F$11=\"Contactor Field Drain C-4HD\",'C-4HD-Imperial'!G109,IF($F$11=\"Recharger 180HD\",'180HD-Imperial'!I109,IF($F$11='Chamber Images'!$A$9,'360HD-Imperial'!L109,0))))))))","v":""},"",{"$f":"IF($F$11=\"Contactor 100HD\",'100HD-Imperial'!J109,IF($F$11=\"Recharger 150XLHD\",'150XLHD-Imperial'!J109,IF($F$11=\"Recharger 280HD\",'280HD-Imperial'!J109,IF($F$11=\"Recharger 330XLHD\",'330XLHD-Imperial'!J109,IF($F$11=\"Recharger 902HD\",'902HD-Imperial'!M109,IF($F$11=\"Recharger 180HD\",'180HD-Imperial'!J109,IF($F$11='Chamber Images'!$A$9,'360HD-Imperial'!M109,IF($F$11='Chamber Images'!A95,'C-4HD-Imperial'!H109,\"\"))))))))","v":""}]
[null,{"$f":"IF($F$11=\"Contactor 100HD\",'100HD-Imperial'!A110,IF($F$11=\"Recharger 150XLHD\",'150XLHD-Imperial'!A110,IF($F$11=\"Recharger 280HD\",'280HD-Imperial'!A110,IF($F$11=\"Recharger 330XLHD\",'330XLHD-Imperial'!A110,IF($F$11=\"Recharger 902HD\",'902HD-Imperial'!A110,IF($F$11=\"Contactor Field Drain C-4HD\",'C-4HD-Imperial'!A110,IF($F$11=\"Recharger 180HD\",'180HD-Imperial'!A110,IF($F$11='Chamber Images'!$A$9,'360HD-Imperial'!A110))))))))","v":-26},-660.4,{"$f":"IF($F$11=\"Contactor 100HD\",'100HD-Imperial'!D110,IF($F$11=\"Recharger 150XLHD\",'150XLHD-Imperial'!D110,IF($F$11=\"Recharger 280HD\",'280HD-Imperial'!D110,IF($F$11=\"Recharger 330XLHD\",'330XLHD-Imperial'!D110,IF($F$11=\"Recharger 902HD\",'902HD-Imperial'!G110,IF($F$11=\"Contactor Field Drain C-4HD\",'C-4HD-Imperial'!C110,IF($F$11=\"Recharger 180HD\",'180HD-Imperial'!D110,IF($F$11='Chamber Images'!$A$9,'360HD-Imperial'!G110,0))))))))","v":""},"",{"$f":"IF($F$11=\"Contactor 100HD\",'100HD-Imperial'!E110,IF($F$11=\"Recharger 150XLHD\",'150XLHD-Imperial'!E110,IF($F$11=\"Recharger 280HD\",'280HD-Imperial'!E110,IF($F$11=\"Recharger 330XLHD\",'330XLHD-Imperial'!E110,IF($F$11=\"Recharger 902HD\",'902HD-Imperial'!H110,IF($F$11=\"Recharger 180HD\",'180HD-Imperial'!C110,IF($F$11='Chamber Images'!$A$9,'360HD-Imperial'!H110,\"\")))))))","v":""},"",{"$f":"IF($F$11=\"Contactor 100HD\",'100HD-Imperial'!F110,IF($F$11=\"Recharger 150XLHD\",'150XLHD-Imperial'!F110,IF($F$11=\"Recharger 280HD\",'280HD-Imperial'!F110,IF($F$11=\"Recharger 330XLHD\",'330XLHD-Imperial'!F110,IF($F$11=\"Recharger 902HD\",'902HD-Imperial'!I110,IF($F$11=\"Contactor Field Drain C-4HD\",'C-4HD-Imperial'!D110,IF($F$11=\"Recharger 180HD\",'180HD-Imperial'!F110,IF($F$11='Chamber Images'!$A$9,'360HD-Imperial'!I110,0))))))))","v":""},"",{"$f":"IF($F$11=\"Contactor 100HD\",'100HD-Imperial'!G110,IF($F$11=\"Recharger 150XLHD\",'150XLHD-Imperial'!G110,IF($F$11=\"Recharger 280HD\",'280HD-Imperial'!G110,IF($F$11=\"Recharger 330XLHD\",'330XLHD-Imperial'!G110,IF($F$11=\"Recharger 902HD\",'902HD-Imperial'!J110,IF($F$11=\"Contactor Field Drain C-4HD\",'C-4HD-Imperial'!E110,IF($F$11=\"Recharger 180HD\",'180HD-Imperial'!G110,IF($F$11='Chamber Images'!$A$9,'360HD-Imperial'!J110,0))))))))","v":""},"",{"$f":"IF($F$11=\"Contactor 100HD\",'100HD-Imperial'!H110,IF($F$11=\"Recharger 150XLHD\",'150XLHD-Imperial'!H110,IF($F$11=\"Recharger 280HD\",'280HD-Imperial'!H110,IF($F$11=\"Recharger 330XLHD\",'330XLHD-Imperial'!H110,IF($F$11=\"Recharger 902HD\",'902HD-Imperial'!K110,IF($F$11=\"Contactor Field Drain C-4HD\",'C-4HD-Imperial'!F110,IF($F$11=\"Recharger 180HD\",'180HD-Imperial'!H110,IF($F$11='Chamber Images'!$A$9,'360HD-Imperial'!K110,0))))))))","v":""},"",{"$f":"IF($F$11=\"Contactor 100HD\",'100HD-Imperial'!I110,IF($F$11=\"Recharger 150XLHD\",'150XLHD-Imperial'!I110,IF($F$11=\"Recharger 280HD\",'280HD-Imperial'!I110,IF($F$11=\"Recharger 330XLHD\",'330XLHD-Imperial'!I110,IF($F$11=\"Recharger 902HD\",'902HD-Imperial'!L110,IF($F$11=\"Contactor Field Drain C-4HD\",'C-4HD-Imperial'!G110,IF($F$11=\"Recharger 180HD\",'180HD-Imperial'!I110,IF($F$11='Chamber Images'!$A$9,'360HD-Imperial'!L110,0))))))))","v":""},"",{"$f":"IF($F$11=\"Contactor 100HD\",'100HD-Imperial'!J110,IF($F$11=\"Recharger 150XLHD\",'150XLHD-Imperial'!J110,IF($F$11=\"Recharger 280HD\",'280HD-Imperial'!J110,IF($F$11=\"Recharger 330XLHD\",'330XLHD-Imperial'!J110,IF($F$11=\"Recharger 902HD\",'902HD-Imperial'!M110,IF($F$11=\"Recharger 180HD\",'180HD-Imperial'!J110,IF($F$11='Chamber Images'!$A$9,'360HD-Imperial'!M110,IF($F$11='Chamber Images'!A96,'C-4HD-Imperial'!H110,\"\"))))))))","v":""}]
[null,{"$f":"IF($F$11=\"Contactor 100HD\",'100HD-Imperial'!A111,IF($F$11=\"Recharger 150XLHD\",'150XLHD-Imperial'!A111,IF($F$11=\"Recharger 280HD\",'280HD-Imperial'!A111,IF($F$11=\"Recharger 330XLHD\",'330XLHD-Imperial'!A111,IF($F$11=\"Recharger 902HD\",'902HD-Imperial'!A111,IF($F$11=\"Contactor Field Drain C-4HD\",'C-4HD-Imperial'!A111,IF($F$11=\"Recharger 180HD\",'180HD-Imperial'!A111,IF($F$11='Chamber Images'!$A$9,'360HD-Imperial'!A111))))))))","v":-27},-685.8,{"$f":"IF($F$11=\"Contactor 100HD\",'100HD-Imperial'!D111,IF($F$11=\"Recharger 150XLHD\",'150XLHD-Imperial'!D111,IF($F$11=\"Recharger 280HD\",'280HD-Imperial'!D111,IF($F$11=\"Recharger 330XLHD\",'330XLHD-Imperial'!D111,IF($F$11=\"Recharger 902HD\",'902HD-Imperial'!G111,IF($F$11=\"Contactor Field Drain C-4HD\",'C-4HD-Imperial'!C111,IF($F$11=\"Recharger 180HD\",'180HD-Imperial'!D111,IF($F$11='Chamber Images'!$A$9,'360HD-Imperial'!G111,0))))))))","v":""},"",{"$f":"IF($F$11=\"Contactor 100HD\",'100HD-Imperial'!E111,IF($F$11=\"Recharger 150XLHD\",'150XLHD-Imperial'!E111,IF($F$11=\"Recharger 280HD\",'280HD-Imperial'!E111,IF($F$11=\"Recharger 330XLHD\",'330XLHD-Imperial'!E111,IF($F$11=\"Recharger 902HD\",'902HD-Imperial'!H111,IF($F$11=\"Recharger 180HD\",'180HD-Imperial'!C111,IF($F$11='Chamber Images'!$A$9,'360HD-Imperial'!H111,\"\")))))))","v":""},{"$f":"IF($F$11=\"Contactor Field Drain C-4HD\",\"\",IF(B121=0,0,IF(B121<0,\"\",F121*0.0283168)))","v":""},{"$f":"IF($F$11=\"Contactor 100HD\",'100HD-Imperial'!F111,IF($F$11=\"Recharger 150XLHD\",'150XLHD-Imperial'!F111,IF($F$11=\"Recharger 280HD\",'280HD-Imperial'!F111,IF($F$11=\"Recharger 330XLHD\",'330XLHD-Imperial'!F111,IF($F$11=\"Recharger 902HD\",'902HD-Imperial'!I111,IF($F$11=\"Contactor Field Drain C-4HD\",'C-4HD-Imperial'!D111,IF($F$11=\"Recharger 180HD\",'180HD-Imperial'!F111,IF($F$11='Chamber Images'!$A$9,'360HD-Imperial'!I111,0))))))))","v":""},"",{"$f":"IF($F$11=\"Contactor 100HD\",'100HD-Imperial'!G111,IF($F$11=\"Recharger 150XLHD\",'150XLHD-Imperial'!G111,IF($F$11=\"Recharger 280HD\",'280HD-Imperial'!G111,IF($F$11=\"Recharger 330XLHD\",'330XLHD-Imperial'!G111,IF($F$11=\"Recharger 902HD\",'902HD-Imperial'!J111,IF($F$11=\"Contactor Field Drain C-4HD\",'C-4HD-Imperial'!E111,IF($F$11=\"Recharger 180HD\",'180HD-Imperial'!G111,IF($F$11='Chamber Images'!$A$9,'360HD-Imperial'!J111,0))))))))","v":""},"",{"$f":"IF($F$11=\"Contactor 100HD\",'100HD-Imperial'!H111,IF($F$11=\"Recharger 150XLHD\",'150XLHD-Imperial'!H111,IF($F$11=\"Recharger 280HD\",'280HD-Imperial'!H111,IF($F$11=\"Recharger 330XLHD\",'330XLHD-Imperial'!H111,IF($F$11=\"Recharger 902HD\",'902HD-Imperial'!K111,IF($F$11=\"Contactor Field Drain C-4HD\",'C-4HD-Imperial'!F111,IF($F$11=\"Recharger 180HD\",'180HD-Imperial'!H111,IF($F$11='Chamber Images'!$A$9,'360HD-Imperial'!K111,0))))))))","v":""},"",{"$f":"IF($F$11=\"Contactor 100HD\",'100HD-Imperial'!I111,IF($F$11=\"Recharger 150XLHD\",'150XLHD-Imperial'!I111,IF($F$11=\"Recharger 280HD\",'280HD-Imperial'!I111,IF($F$11=\"Recharger 330XLHD\",'330XLHD-Imperial'!I111,IF($F$11=\"Recharger 902HD\",'902HD-Imperial'!L111,IF($F$11=\"Contactor Field Drain C-4HD\",'C-4HD-Imperial'!G111,IF($F$11=\"Recharger 180HD\",'180HD-Imperial'!I111,IF($F$11='Chamber Images'!$A$9,'360HD-Imperial'!L111,0))))))))","v":""},{"$f":"IF(B121<0,\"\",F$19+C121/1000)","v":""},{"$f":"IF($F$11=\"Contactor 100HD\",'100HD-Imperial'!J111,IF($F$11=\"Recharger 150XLHD\",'150XLHD-Imperial'!J111,IF($F$11=\"Recharger 280HD\",'280HD-Imperial'!J111,IF($F$11=\"Recharger 330XLHD\",'330XLHD-Imperial'!J111,IF($F$11=\"Recharger 902HD\",'902HD-Imperial'!M111,IF($F$11=\"Recharger 180HD\",'180HD-Imperial'!J111,IF($F$11='Chamber Images'!$A$9,'360HD-Imperial'!M111,IF($F$11='Chamber Images'!A97,'C-4HD-Imperial'!H111,\"\"))))))))","v":""}]
[null,{"$f":"IF($F$11=\"Contactor 100HD\",'100HD-Imperial'!A112,IF($F$11=\"Recharger 150XLHD\",'150XLHD-Imperial'!A112,IF($F$11=\"Recharger 280HD\",'280HD-Imperial'!A112,IF($F$11=\"Recharger 330XLHD\",'330XLHD-Imperial'!A112,IF($F$11=\"Recharger 902HD\",'902HD-Imperial'!A112,IF($F$11=\"Contactor Field Drain C-4HD\",'C-4HD-Imperial'!A112,IF($F$11=\"Recharger 180HD\",'180HD-Imperial'!A112,IF($F$11='Chamber Images'!$A$9,'360HD-Imperial'!A112))))))))","v":-28},-711.19999999999993,{"$f":"IF($F$11=\"Contactor 100HD\",'100HD-Imperial'!D112,IF($F$11=\"Recharger 150XLHD\",'150XLHD-Imperial'!D112,IF($F$11=\"Recharger 280HD\",'280HD-Imperial'!D112,IF($F$11=\"Recharger 330XLHD\",'330XLHD-Imperial'!D112,IF($F$11=\"Recharger 902HD\",'902HD-Imperial'!G112,IF($F$11=\"Contactor Field Drain C-4HD\",'C-4HD-Imperial'!C112,IF($F$11=\"Recharger 180HD\",'180HD-Imperial'!D112,IF($F$11='Chamber Images'!$A$9,'360HD-Imperial'!G112,0))))))))","v":""},"",{"$f":"IF($F$11=\"Contactor 100HD\",'100HD-Imperial'!E112,IF($F$11=\"Recharger 150XLHD\",'150XLHD-Imperial'!E112,IF($F$11=\"Recharger 280HD\",'280HD-Imperial'!E112,IF($F$11=\"Recharger 330XLHD\",'330XLHD-Imperial'!E112,IF($F$11=\"Recharger 902HD\",'902HD-Imperial'!H112,IF($F$11=\"Recharger 180HD\",'180HD-Imperial'!C112,IF($F$11='Chamber Images'!$A$9,'360HD-Imperial'!H112,\"\")))))))","v":""},"",{"$f":"IF($F$11=\"Contactor 100HD\",'100HD-Imperial'!F112,IF($F$11=\"Recharger 150XLHD\",'150XLHD-Imperial'!F112,IF($F$11=\"Recharger 280HD\",'280HD-Imperial'!F112,IF($F$11=\"Recharger 330XLHD\",'330XLHD-Imperial'!F112,IF($F$11=\"Recharger 902HD\",'902HD-Imperial'!I112,IF($F$11=\"Contactor Field Drain C-4HD\",'C-4HD-Imperial'!D112,IF($F$11=\"Recharger 180HD\",'180HD-Imperial'!F112,IF($F$11='Chamber Images'!$A$9,'360HD-Imperial'!I112,0))))))))","v":""},"",{"$f":"IF($F$11=\"Contactor 100HD\",'100HD-Imperial'!G112,IF($F$11=\"Recharger 150XLHD\",'150XLHD-Imperial'!G112,IF($F$11=\"Recharger 280HD\",'280HD-Imperial'!G112,IF($F$11=\"Recharger 330XLHD\",'330XLHD-Imperial'!G112,IF($F$11=\"Recharger 902HD\",'902HD-Imperial'!J112,IF($F$11=\"Contactor Field Drain C-4HD\",'C-4HD-Imperial'!E112,IF($F$11=\"Recharger 180HD\",'180HD-Imperial'!G112,IF($F$11='Chamber Images'!$A$9,'360HD-Imperial'!J112,0))))))))","v":""},"",{"$f":"IF($F$11=\"Contactor 100HD\",'100HD-Imperial'!H112,IF($F$11=\"Recharger 150XLHD\",'150XLHD-Imperial'!H112,IF($F$11=\"Recharger 280HD\",'280HD-Imperial'!H112,IF($F$11=\"Recharger 330XLHD\",'330XLHD-Imperial'!H112,IF($F$11=\"Recharger 902HD\",'902HD-Imperial'!K112,IF($F$11=\"Contactor Field Drain C-4HD\",'C-4HD-Imperial'!F112,IF($F$11=\"Recharger 180HD\",'180HD-Imperial'!H112,IF($F$11='Chamber Images'!$A$9,'360HD-Imperial'!K112,0))))))))","v":""},"",{"$f":"IF($F$11=\"Contactor 100HD\",'100HD-Imperial'!I112,IF($F$11=\"Recharger 150XLHD\",'150XLHD-Imperial'!I112,IF($F$11=\"Recharger 280HD\",'280HD-Imperial'!I112,IF($F$11=\"Recharger 330XLHD\",'330XLHD-Imperial'!I112,IF($F$11=\"Recharger 902HD\",'902HD-Imperial'!L112,IF($F$11=\"Contactor Field Drain C-4HD\",'C-4HD-Imperial'!G112,IF($F$11=\"Recharger 180HD\",'180HD-Imperial'!I112,IF($F$11='Chamber Images'!$A$9,'360HD-Imperial'!L112,0))))))))","v":""},"",{"$f":"IF($F$11=\"Contactor 100HD\",'100HD-Imperial'!J112,IF($F$11=\"Recharger 150XLHD\",'150XLHD-Imperial'!J112,IF($F$11=\"Recharger 280HD\",'280HD-Imperial'!J112,IF($F$11=\"Recharger 330XLHD\",'330XLHD-Imperial'!J112,IF($F$11=\"Recharger 902HD\",'902HD-Imperial'!M112,IF($F$11=\"Recharger 180HD\",'180HD-Imperial'!J112,IF($F$11='Chamber Images'!$A$9,'360HD-Imperial'!M112,IF($F$11='Chamber Images'!A98,'C-4HD-Imperial'!H112,\"\"))))))))","v":""}]
[null,{"$f":"IF($F$11=\"Contactor 100HD\",'100HD-Imperial'!A113,IF($F$11=\"Recharger 150XLHD\",'150XLHD-Imperial'!A113,IF($F$11=\"Recharger 280HD\",'280HD-Imperial'!A113,IF($F$11=\"Recharger 330XLHD\",'330XLHD-Imperial'!A113,IF($F$11=\"Recharger 902HD\",'902HD-Imperial'!A113,IF($F$11=\"Contactor Field Drain C-4HD\",'C-4HD-Imperial'!A113,IF($F$11=\"Recharger 180HD\",'180HD-Imperial'!A113,IF($F$11='Chamber Images'!$A$9,'360HD-Imperial'!A113))))))))","v":-29},-736.59999999999991,{"$f":"IF($F$11=\"Contactor 100HD\",'100HD-Imperial'!D113,IF($F$11=\"Recharger 150XLHD\",'150XLHD-Imperial'!D113,IF($F$11=\"Recharger 280HD\",'280HD-Imperial'!D113,IF($F$11=\"Recharger 330XLHD\",'330XLHD-Imperial'!D113,IF($F$11=\"Recharger 902HD\",'902HD-Imperial'!G113,IF($F$11=\"Contactor Field Drain C-4HD\",'C-4HD-Imperial'!C113,IF($F$11=\"Recharger 180HD\",'180HD-Imperial'!D113,IF($F$11='Chamber Images'!$A$9,'360HD-Imperial'!G113,0))))))))","v":""},"",{"$f":"IF($F$11=\"Contactor 100HD\",'100HD-Imperial'!E113,IF($F$11=\"Recharger 150XLHD\",'150XLHD-Imperial'!E113,IF($F$11=\"Recharger 280HD\",'280HD-Imperial'!E113,IF($F$11=\"Recharger 330XLHD\",'330XLHD-Imperial'!E113,IF($F$11=\"Recharger 902HD\",'902HD-Imperial'!H113,IF($F$11=\"Recharger 180HD\",'180HD-Imperial'!C113,IF($F$11='Chamber Images'!$A$9,'360HD-Imperial'!H113,\"\")))))))","v":""},"",{"$f":"IF($F$11=\"Contactor 100HD\",'100HD-Imperial'!F113,IF($F$11=\"Recharger 150XLHD\",'150XLHD-Imperial'!F113,IF($F$11=\"Recharger 280HD\",'280HD-Imperial'!F113,IF($F$11=\"Recharger 330XLHD\",'330XLHD-Imperial'!F113,IF($F$11=\"Recharger 902HD\",'902HD-Imperial'!I113,IF($F$11=\"Contactor Field Drain C-4HD\",'C-4HD-Imperial'!D113,IF($F$11=\"Recharger 180HD\",'180HD-Imperial'!F113,IF($F$11='Chamber Images'!$A$9,'360HD-Imperial'!I113,0))))))))","v":""},"",{"$f":"IF($F$11=\"Contactor 100HD\",'100HD-Imperial'!G113,IF($F$11=\"Recharger 150XLHD\",'150XLHD-Imperial'!G113,IF($F$11=\"Recharger 280HD\",'280HD-Imperial'!G113,IF($F$11=\"Recharger 330XLHD\",'330XLHD-Imperial'!G113,IF($F$11=\"Recharger 902HD\",'902HD-Imperial'!J113,IF($F$11=\"Contactor Field Drain C-4HD\",'C-4HD-Imperial'!E113,IF($F$11=\"Recharger 180HD\",'180HD-Imperial'!G113,IF($F$11='Chamber Images'!$A$9,'360HD-Imperial'!J113,0))))))))","v":""},"",{"$f":"IF($F$11=\"Contactor 100HD\",'100HD-Imperial'!H113,IF($F$11=\"Recharger 150XLHD\",'150XLHD-Imperial'!H113,IF($F$11=\"Recharger 280HD\",'280HD-Imperial'!H113,IF($F$11=\"Recharger 330XLHD\",'330XLHD-Imperial'!H113,IF($F$11=\"Recharger 902HD\",'902HD-Imperial'!K113,IF($F$11=\"Contactor Field Drain C-4HD\",'C-4HD-Imperial'!F113,IF($F$11=\"Recharger 180HD\",'180HD-Imperial'!H113,IF($F$11='Chamber Images'!$A$9,'360HD-Imperial'!K113,0))))))))","v":""},"",{"$f":"IF($F$11=\"Contactor 100HD\",'100HD-Imperial'!I113,IF($F$11=\"Recharger 150XLHD\",'150XLHD-Imperial'!I113,IF($F$11=\"Recharger 280HD\",'280HD-Imperial'!I113,IF($F$11=\"Recharger 330XLHD\",'330XLHD-Imperial'!I113,IF($F$11=\"Recharger 902HD\",'902HD-Imperial'!L113,IF($F$11=\"Contactor Field Drain C-4HD\",'C-4HD-Imperial'!G113,IF($F$11=\"Recharger 180HD\",'180HD-Imperial'!I113,IF($F$11='Chamber Images'!$A$9,'360HD-Imperial'!L113,0))))))))","v":""},"",{"$f":"IF($F$11=\"Contactor 100HD\",'100HD-Imperial'!J113,IF($F$11=\"Recharger 150XLHD\",'150XLHD-Imperial'!J113,IF($F$11=\"Recharger 280HD\",'280HD-Imperial'!J113,IF($F$11=\"Recharger 330XLHD\",'330XLHD-Imperial'!J113,IF($F$11=\"Recharger 902HD\",'902HD-Imperial'!M113,IF($F$11=\"Recharger 180HD\",'180HD-Imperial'!J113,IF($F$11='Chamber Images'!$A$9,'360HD-Imperial'!M113,IF($F$11='Chamber Images'!A99,'C-4HD-Imperial'!H113,\"\"))))))))","v":""}]
[null,{"$f":"IF($F$11=\"Contactor 100HD\",'100HD-Imperial'!A114,IF($F$11=\"Recharger 150XLHD\",'150XLHD-Imperial'!A114,IF($F$11=\"Recharger 280HD\",'280HD-Imperial'!A114,IF($F$11=\"Recharger 330XLHD\",'330XLHD-Imperial'!A114,IF($F$11=\"Recharger 902HD\",'902HD-Imperial'!A114,IF($F$11=\"Contactor Field Drain C-4HD\",'C-4HD-Imperial'!A114,IF($F$11=\"Recharger 180HD\",'180HD-Imperial'!A114,IF($F$11='Chamber Images'!$A$9,'360HD-Imperial'!A114))))))))","v":-30},-762,{"$f":"IF($F$11=\"Contactor 100HD\",'100HD-Imperial'!D114,IF($F$11=\"Recharger 150XLHD\",'150XLHD-Imperial'!D114,IF($F$11=\"Recharger 280HD\",'280HD-Imperial'!D114,IF($F$11=\"Recharger 330XLHD\",'330XLHD-Imperial'!D114,IF($F$11=\"Recharger 902HD\",'902HD-Imperial'!G114,IF($F$11=\"Contactor Field Drain C-4HD\",'C-4HD-Imperial'!C114,IF($F$11=\"Recharger 180HD\",'180HD-Imperial'!D114,IF($F$11='Chamber Images'!$A$9,'360HD-Imperial'!G114,0))))))))","v":""},"",{"$f":"IF($F$11=\"Contactor 100HD\",'100HD-Imperial'!E114,IF($F$11=\"Recharger 150XLHD\",'150XLHD-Imperial'!E114,IF($F$11=\"Recharger 280HD\",'280HD-Imperial'!E114,IF($F$11=\"Recharger 330XLHD\",'330XLHD-Imperial'!E114,IF($F$11=\"Recharger 902HD\",'902HD-Imperial'!H114,IF($F$11=\"Recharger 180HD\",'180HD-Imperial'!C114,IF($F$11='Chamber Images'!$A$9,'360HD-Imperial'!H114,\"\")))))))","v":""},"",{"$f":"IF($F$11=\"Contactor 100HD\",'100HD-Imperial'!F114,IF($F$11=\"Recharger 150XLHD\",'150XLHD-Imperial'!F114,IF($F$11=\"Recharger 280HD\",'280HD-Imperial'!F114,IF($F$11=\"Recharger 330XLHD\",'330XLHD-Imperial'!F114,IF($F$11=\"Recharger 902HD\",'902HD-Imperial'!I114,IF($F$11=\"Contactor Field Drain C-4HD\",'C-4HD-Imperial'!D114,IF($F$11=\"Recharger 180HD\",'180HD-Imperial'!F114,IF($F$11='Chamber Images'!$A$9,'360HD-Imperial'!I114,0))))))))","v":""},"",{"$f":"IF($F$11=\"Contactor 100HD\",'100HD-Imperial'!G114,IF($F$11=\"Recharger 150XLHD\",'150XLHD-Imperial'!G114,IF($F$11=\"Recharger 280HD\",'280HD-Imperial'!G114,IF($F$11=\"Recharger 330XLHD\",'330XLHD-Imperial'!G114,IF($F$11=\"Recharger 902HD\",'902HD-Imperial'!J114,IF($F$11=\"Contactor Field Drain C-4HD\",'C-4HD-Imperial'!E114,IF($F$11=\"Recharger 180HD\",'180HD-Imperial'!G114,IF($F$11='Chamber Images'!$A$9,'360HD-Imperial'!J114,0))))))))","v":""},"",{"$f":"IF($F$11=\"Contactor 100HD\",'100HD-Imperial'!H114,IF($F$11=\"Recharger 150XLHD\",'150XLHD-Imperial'!H114,IF($F$11=\"Recharger 280HD\",'280HD-Imperial'!H114,IF($F$11=\"Recharger 330XLHD\",'330XLHD-Imperial'!H114,IF($F$11=\"Recharger 902HD\",'902HD-Imperial'!K114,IF($F$11=\"Contactor Field Drain C-4HD\",'C-4HD-Imperial'!F114,IF($F$11=\"Recharger 180HD\",'180HD-Imperial'!H114,IF($F$11='Chamber Images'!$A$9,'360HD-Imperial'!K114,0))))))))","v":""},"",{"$f":"IF($F$11=\"Contactor 100HD\",'100HD-Imperial'!I114,IF($F$11=\"Recharger 150XLHD\",'150XLHD-Imperial'!I114,IF($F$11=\"Recharger 280HD\",'280HD-Imperial'!I114,IF($F$11=\"Recharger 330XLHD\",'330XLHD-Imperial'!I114,IF($F$11=\"Recharger 902HD\",'902HD-Imperial'!L114,IF($F$11=\"Contactor Field Drain C-4HD\",'C-4HD-Imperial'!G114,IF($F$11=\"Recharger 180HD\",'180HD-Imperial'!I114,IF($F$11='Chamber Images'!$A$9,'360HD-Imperial'!L114,0))))))))","v":""},"",{"$f":"IF($F$11=\"Contactor 100HD\",'100HD-Imperial'!J114,IF($F$11=\"Recharger 150XLHD\",'150XLHD-Imperial'!J114,IF($F$11=\"Recharger 280HD\",'280HD-Imperial'!J114,IF($F$11=\"Recharger 330XLHD\",'330XLHD-Imperial'!J114,IF($F$11=\"Recharger 902HD\",'902HD-Imperial'!M114,IF($F$11=\"Recharger 180HD\",'180HD-Imperial'!J114,IF($F$11='Chamber Images'!$A$9,'360HD-Imperial'!M114,IF($F$11='Chamber Images'!A100,'C-4HD-Imperial'!H114,\"\"))))))))","v":""}]
[null,{"$f":"IF($F$11=\"Contactor 100HD\",'100HD-Imperial'!A115,IF($F$11=\"Recharger 150XLHD\",'150XLHD-Imperial'!A115,IF($F$11=\"Recharger 280HD\",'280HD-Imperial'!A115,IF($F$11=\"Recharger 330XLHD\",'330XLHD-Imperial'!A115,IF($F$11=\"Recharger 902HD\",'902HD-Imperial'!A115,IF($F$11=\"Contactor Field Drain C-4HD\",'C-4HD-Imperial'!A115,IF($F$11=\"Recharger 180HD\",'180HD-Imperial'!A115,IF($F$11='Chamber Images'!$A$9,'360HD-Imperial'!A115))))))))","v":-31},-787.4,{"$f":"IF($F$11=\"Contactor 100HD\",'100HD-Imperial'!D115,IF($F$11=\"Recharger 150XLHD\",'150XLHD-Imperial'!D115,IF($F$11=\"Recharger 280HD\",'280HD-Imperial'!D115,IF($F$11=\"Recharger 330XLHD\",'330XLHD-Imperial'!D115,IF($F$11=\"Recharger 902HD\",'902HD-Imperial'!G115,IF($F$11=\"Contactor Field Drain C-4HD\",'C-4HD-Imperial'!C115,IF($F$11=\"Recharger 180HD\",'180HD-Imperial'!D115,IF($F$11='Chamber Images'!$A$9,'360HD-Imperial'!G115,0))))))))","v":""},"",{"$f":"IF($F$11=\"Contactor 100HD\",'100HD-Imperial'!E115,IF($F$11=\"Recharger 150XLHD\",'150XLHD-Imperial'!E115,IF($F$11=\"Recharger 280HD\",'280HD-Imperial'!E115,IF($F$11=\"Recharger 330XLHD\",'330XLHD-Imperial'!E115,IF($F$11=\"Recharger 902HD\",'902HD-Imperial'!H115,IF($F$11=\"Recharger 180HD\",'180HD-Imperial'!C115,IF($F$11='Chamber Images'!$A$9,'360HD-Imperial'!H115,\"\")))))))","v":""},"",{"$f":"IF($F$11=\"Contactor 100HD\",'100HD-Imperial'!F115,IF($F$11=\"Recharger 150XLHD\",'150XLHD-Imperial'!F115,IF($F$11=\"Recharger 280HD\",'280HD-Imperial'!F115,IF($F$11=\"Recharger 330XLHD\",'330XLHD-Imperial'!F115,IF($F$11=\"Recharger 902HD\",'902HD-Imperial'!I115,IF($F$11=\"Contactor Field Drain C-4HD\",'C-4HD-Imperial'!D115,IF($F$11=\"Recharger 180HD\",'180HD-Imperial'!F115,IF($F$11='Chamber Images'!$A$9,'360HD-Imperial'!I115,0))))))))","v":""},"",{"$f":"IF($F$11=\"Contactor 100HD\",'100HD-Imperial'!G115,IF($F$11=\"Recharger 150XLHD\",'150XLHD-Imperial'!G115,IF($F$11=\"Recharger 280HD\",'280HD-Imperial'!G115,IF($F$11=\"Recharger 330XLHD\",'330XLHD-Imperial'!G115,IF($F$11=\"Recharger 902HD\",'902HD-Imperial'!J115,IF($F$11=\"Contactor Field Drain C-4HD\",'C-4HD-Imperial'!E115,IF($F$11=\"Recharger 180HD\",'180HD-Imperial'!G115,IF($F$11='Chamber Images'!$A$9,'360HD-Imperial'!J115,0))))))))","v":""},"",{"$f":"IF($F$11=\"Contactor 100HD\",'100HD-Imperial'!H115,IF($F$11=\"Recharger 150XLHD\",'150XLHD-Imperial'!H115,IF($F$11=\"Recharger 280HD\",'280HD-Imperial'!H115,IF($F$11=\"Recharger 330XLHD\",'330XLHD-Imperial'!H115,IF($F$11=\"Recharger 902HD\",'902HD-Imperial'!K115,IF($F$11=\"Contactor Field Drain C-4HD\",'C-4HD-Imperial'!F115,IF($F$11=\"Recharger 180HD\",'180HD-Imperial'!H115,IF($F$11='Chamber Images'!$A$9,'360HD-Imperial'!K115,0))))))))","v":""},"",{"$f":"IF($F$11=\"Contactor 100HD\",'100HD-Imperial'!I115,IF($F$11=\"Recharger 150XLHD\",'150XLHD-Imperial'!I115,IF($F$11=\"Recharger 280HD\",'280HD-Imperial'!I115,IF($F$11=\"Recharger 330XLHD\",'330XLHD-Imperial'!I115,IF($F$11=\"Recharger 902HD\",'902HD-Imperial'!L115,IF($F$11=\"Contactor Field Drain C-4HD\",'C-4HD-Imperial'!G115,IF($F$11=\"Recharger 180HD\",'180HD-Imperial'!I115,IF($F$11='Chamber Images'!$A$9,'360HD-Imperial'!L115,0))))))))","v":""},"",{"$f":"IF($F$11=\"Contactor 100HD\",'100HD-Imperial'!J115,IF($F$11=\"Recharger 150XLHD\",'150XLHD-Imperial'!J115,IF($F$11=\"Recharger 280HD\",'280HD-Imperial'!J115,IF($F$11=\"Recharger 330XLHD\",'330XLHD-Imperial'!J115,IF($F$11=\"Recharger 902HD\",'902HD-Imperial'!M115,IF($F$11=\"Recharger 180HD\",'180HD-Imperial'!J115,IF($F$11='Chamber Images'!$A$9,'360HD-Imperial'!M115,IF($F$11='Chamber Images'!A101,'C-4HD-Imperial'!H115,\"\"))))))))","v":""}]
[null,{"$f":"IF($F$11=\"Contactor 100HD\",'100HD-Imperial'!A116,IF($F$11=\"Recharger 150XLHD\",'150XLHD-Imperial'!A116,IF($F$11=\"Recharger 280HD\",'280HD-Imperial'!A116,IF($F$11=\"Recharger 330XLHD\",'330XLHD-Imperial'!A116,IF($F$11=\"Recharger 902HD\",'902HD-Imperial'!A116,IF($F$11=\"Contactor Field Drain C-4HD\",'C-4HD-Imperial'!A116,IF($F$11=\"Recharger 180HD\",'180HD-Imperial'!A116,IF($F$11='Chamber Images'!$A$9,'360HD-Imperial'!A116))))))))","v":-32},-812.8,{"$f":"IF($F$11=\"Contactor 100HD\",'100HD-Imperial'!D116,IF($F$11=\"Recharger 150XLHD\",'150XLHD-Imperial'!D116,IF($F$11=\"Recharger 280HD\",'280HD-Imperial'!D116,IF($F$11=\"Recharger 330XLHD\",'330XLHD-Imperial'!D116,IF($F$11=\"Recharger 902HD\",'902HD-Imperial'!G116,IF($F$11=\"Contactor Field Drain C-4HD\",'C-4HD-Imperial'!C116,IF($F$11=\"Recharger 180HD\",'180HD-Imperial'!D116,IF($F$11='Chamber Images'!$A$9,'360HD-Imperial'!G116,0))))))))","v":""},"",{"$f":"IF($F$11=\"Contactor 100HD\",'100HD-Imperial'!E116,IF($F$11=\"Recharger 150XLHD\",'150XLHD-Imperial'!E116,IF($F$11=\"Recharger 280HD\",'280HD-Imperial'!E116,IF($F$11=\"Recharger 330XLHD\",'330XLHD-Imperial'!E116,IF($F$11=\"Recharger 902HD\",'902HD-Imperial'!H116,IF($F$11=\"Recharger 180HD\",'180HD-Imperial'!C116,IF($F$11='Chamber Images'!$A$9,'360HD-Imperial'!H116,\"\")))))))","v":""},"",{"$f":"IF($F$11=\"Contactor 100HD\",'100HD-Imperial'!F116,IF($F$11=\"Recharger 150XLHD\",'150XLHD-Imperial'!F116,IF($F$11=\"Recharger 280HD\",'280HD-Imperial'!F116,IF($F$11=\"Recharger 330XLHD\",'330XLHD-Imperial'!F116,IF($F$11=\"Recharger 902HD\",'902HD-Imperial'!I116,IF($F$11=\"Contactor Field Drain C-4HD\",'C-4HD-Imperial'!D116,IF($F$11=\"Recharger 180HD\",'180HD-Imperial'!F116,IF($F$11='Chamber Images'!$A$9,'360HD-Imperial'!I116,0))))))))","v":""},"",{"$f":"IF($F$11=\"Contactor 100HD\",'100HD-Imperial'!G116,IF($F$11=\"Recharger 150XLHD\",'150XLHD-Imperial'!G116,IF($F$11=\"Recharger 280HD\",'280HD-Imperial'!G116,IF($F$11=\"Recharger 330XLHD\",'330XLHD-Imperial'!G116,IF($F$11=\"Recharger 902HD\",'902HD-Imperial'!J116,IF($F$11=\"Contactor Field Drain C-4HD\",'C-4HD-Imperial'!E116,IF($F$11=\"Recharger 180HD\",'180HD-Imperial'!G116,IF($F$11='Chamber Images'!$A$9,'360HD-Imperial'!J116,0))))))))","v":""},"",{"$f":"IF($F$11=\"Contactor 100HD\",'100HD-Imperial'!H116,IF($F$11=\"Recharger 150XLHD\",'150XLHD-Imperial'!H116,IF($F$11=\"Recharger 280HD\",'280HD-Imperial'!H116,IF($F$11=\"Recharger 330XLHD\",'330XLHD-Imperial'!H116,IF($F$11=\"Recharger 902HD\",'902HD-Imperial'!K116,IF($F$11=\"Contactor Field Drain C-4HD\",'C-4HD-Imperial'!F116,IF($F$11=\"Recharger 180HD\",'180HD-Imperial'!H116,IF($F$11='Chamber Images'!$A$9,'360HD-Imperial'!K116,0))))))))","v":""},"",{"$f":"IF($F$11=\"Contactor 100HD\",'100HD-Imperial'!I116,IF($F$11=\"Recharger 150XLHD\",'150XLHD-Imperial'!I116,IF($F$11=\"Recharger 280HD\",'280HD-Imperial'!I116,IF($F$11=\"Recharger 330XLHD\",'330XLHD-Imperial'!I116,IF($F$11=\"Recharger 902HD\",'902HD-Imperial'!L116,IF($F$11=\"Contactor Field Drain C-4HD\",'C-4HD-Imperial'!G116,IF($F$11=\"Recharger 180HD\",'180HD-Imperial'!I116,IF($F$11='Chamber Images'!$A$9,'360HD-Imperial'!L116,0))))))))","v":""},"",{"$f":"IF($F$11=\"Contactor 100HD\",'100HD-Imperial'!J116,IF($F$11=\"Recharger 150XLHD\",'150XLHD-Imperial'!J116,IF($F$11=\"Recharger 280HD\",'280HD-Imperial'!J116,IF($F$11=\"Recharger 330XLHD\",'330XLHD-Imperial'!J116,IF($F$11=\"Recharger 902HD\",'902HD-Imperial'!M116,IF($F$11=\"Recharger 180HD\",'180HD-Imperial'!J116,IF($F$11='Chamber Images'!$A$9,'360HD-Imperial'!M116,IF($F$11='Chamber Images'!A102,'C-4HD-Imperial'!H116,\"\"))))))))","v":""}]
[null,{"$f":"IF($F$11=\"Contactor 100HD\",'100HD-Imperial'!A117,IF($F$11=\"Recharger 150XLHD\",'150XLHD-Imperial'!A117,IF($F$11=\"Recharger 280HD\",'280HD-Imperial'!A117,IF($F$11=\"Recharger 330XLHD\",'330XLHD-Imperial'!A117,IF($F$11=\"Recharger 902HD\",'902HD-Imperial'!A117,IF($F$11=\"Contactor Field Drain C-4HD\",'C-4HD-Imperial'!A117,IF($F$11=\"Recharger 180HD\",'180HD-Imperial'!A117,IF($F$11='Chamber Images'!$A$9,'360HD-Imperial'!A117))))))))","v":-33},-838.19999999999993,{"$f":"IF($F$11=\"Contactor 100HD\",'100HD-Imperial'!D117,IF($F$11=\"Recharger 150XLHD\",'150XLHD-Imperial'!D117,IF($F$11=\"Recharger 280HD\",'280HD-Imperial'!D117,IF($F$11=\"Recharger 330XLHD\",'330XLHD-Imperial'!D117,IF($F$11=\"Recharger 902HD\",'902HD-Imperial'!G117,IF($F$11=\"Contactor Field Drain C-4HD\",'C-4HD-Imperial'!C117,IF($F$11=\"Recharger 180HD\",'180HD-Imperial'!D117,IF($F$11='Chamber Images'!$A$9,'360HD-Imperial'!G117,0))))))))","v":""},"",{"$f":"IF($F$11=\"Contactor 100HD\",'100HD-Imperial'!E117,IF($F$11=\"Recharger 150XLHD\",'150XLHD-Imperial'!E117,IF($F$11=\"Recharger 280HD\",'280HD-Imperial'!E117,IF($F$11=\"Recharger 330XLHD\",'330XLHD-Imperial'!E117,IF($F$11=\"Recharger 902HD\",'902HD-Imperial'!H117,IF($F$11=\"Recharger 180HD\",'180HD-Imperial'!C117,IF($F$11='Chamber Images'!$A$9,'360HD-Imperial'!H117,\"\")))))))","v":""},"",{"$f":"IF($F$11=\"Contactor 100HD\",'100HD-Imperial'!F117,IF($F$11=\"Recharger 150XLHD\",'150XLHD-Imperial'!F117,IF($F$11=\"Recharger 280HD\",'280HD-Imperial'!F117,IF($F$11=\"Recharger 330XLHD\",'330XLHD-Imperial'!F117,IF($F$11=\"Recharger 902HD\",'902HD-Imperial'!I117,IF($F$11=\"Contactor Field Drain C-4HD\",'C-4HD-Imperial'!D117,IF($F$11=\"Recharger 180HD\",'180HD-Imperial'!F117,IF($F$11='Chamber Images'!$A$9,'360HD-Imperial'!I117,0))))))))","v":""},"",{"$f":"IF($F$11=\"Contactor 100HD\",'100HD-Imperial'!G117,IF($F$11=\"Recharger 150XLHD\",'150XLHD-Imperial'!G117,IF($F$11=\"Recharger 280HD\",'280HD-Imperial'!G117,IF($F$11=\"Recharger 330XLHD\",'330XLHD-Imperial'!G117,IF($F$11=\"Recharger 902HD\",'902HD-Imperial'!J117,IF($F$11=\"Contactor Field Drain C-4HD\",'C-4HD-Imperial'!E117,IF($F$11=\"Recharger 180HD\",'180HD-Imperial'!G117,IF($F$11='Chamber Images'!$A$9,'360HD-Imperial'!J117,0))))))))","v":""},"",{"$f":"IF($F$11=\"Contactor 100HD\",'100HD-Imperial'!H117,IF($F$11=\"Recharger 150XLHD\",'150XLHD-Imperial'!H117,IF($F$11=\"Recharger 280HD\",'280HD-Imperial'!H117,IF($F$11=\"Recharger 330XLHD\",'330XLHD-Imperial'!H117,IF($F$11=\"Recharger 902HD\",'902HD-Imperial'!K117,IF($F$11=\"Contactor Field Drain C-4HD\",'C-4HD-Imperial'!F117,IF($F$11=\"Recharger 180HD\",'180HD-Imperial'!H117,IF($F$11='Chamber Images'!$A$9,'360HD-Imperial'!K117,0))))))))","v":""},"",{"$f":"IF($F$11=\"Contactor 100HD\",'100HD-Imperial'!I117,IF($F$11=\"Recharger 150XLHD\",'150XLHD-Imperial'!I117,IF($F$11=\"Recharger 280HD\",'280HD-Imperial'!I117,IF($F$11=\"Recharger 330XLHD\",'330XLHD-Imperial'!I117,IF($F$11=\"Recharger 902HD\",'902HD-Imperial'!L117,IF($F$11=\"Contactor Field Drain C-4HD\",'C-4HD-Imperial'!G117,IF($F$11=\"Recharger 180HD\",'180HD-Imperial'!I117,IF($F$11='Chamber Images'!$A$9,'360HD-Imperial'!L117,0))))))))","v":""},"",{"$f":"IF($F$11=\"Contactor 100HD\",'100HD-Imperial'!J117,IF($F$11=\"Recharger 150XLHD\",'150XLHD-Imperial'!J117,IF($F$11=\"Recharger 280HD\",'280HD-Imperial'!J117,IF($F$11=\"Recharger 330XLHD\",'330XLHD-Imperial'!J117,IF($F$11=\"Recharger 902HD\",'902HD-Imperial'!M117,IF($F$11=\"Recharger 180HD\",'180HD-Imperial'!J117,IF($F$11='Chamber Images'!$A$9,'360HD-Imperial'!M117,IF($F$11='Chamber Images'!A103,'C-4HD-Imperial'!H117,\"\"))))))))","v":""}]
[null,{"$f":"IF($F$11=\"Contactor 100HD\",'100HD-Imperial'!A118,IF($F$11=\"Recharger 150XLHD\",'150XLHD-Imperial'!A118,IF($F$11=\"Recharger 280HD\",'280HD-Imperial'!A118,IF($F$11=\"Recharger 330XLHD\",'330XLHD-Imperial'!A118,IF($F$11=\"Recharger 902HD\",'902HD-Imperial'!A118,IF($F$11=\"Contactor Field Drain C-4HD\",'C-4HD-Imperial'!A118,IF($F$11=\"Recharger 180HD\",'180HD-Imperial'!A118,IF($F$11='Chamber Images'!$A$9,'360HD-Imperial'!A118))))))))","v":-34},-863.59999999999991,{"$f":"IF($F$11=\"Contactor 100HD\",'100HD-Imperial'!D118,IF($F$11=\"Recharger 150XLHD\",'150XLHD-Imperial'!D118,IF($F$11=\"Recharger 280HD\",'280HD-Imperial'!D118,IF($F$11=\"Recharger 330XLHD\",'330XLHD-Imperial'!D118,IF($F$11=\"Recharger 902HD\",'902HD-Imperial'!G118,IF($F$11=\"Contactor Field Drain C-4HD\",'C-4HD-Imperial'!C118,IF($F$11=\"Recharger 180HD\",'180HD-Imperial'!D118,IF($F$11='Chamber Images'!$A$9,'360HD-Imperial'!G118,0))))))))","v":""},"",{"$f":"IF($F$11=\"Contactor 100HD\",'100HD-Imperial'!E118,IF($F$11=\"Recharger 150XLHD\",'150XLHD-Imperial'!E118,IF($F$11=\"Recharger 280HD\",'280HD-Imperial'!E118,IF($F$11=\"Recharger 330XLHD\",'330XLHD-Imperial'!E118,IF($F$11=\"Recharger 902HD\",'902HD-Imperial'!H118,IF($F$11=\"Recharger 180HD\",'180HD-Imperial'!C118,IF($F$11='Chamber Images'!$A$9,'360HD-Imperial'!H118,\"\")))))))","v":""},"",{"$f":"IF($F$11=\"Contactor 100HD\",'100HD-Imperial'!F118,IF($F$11=\"Recharger 150XLHD\",'150XLHD-Imperial'!F118,IF($F$11=\"Recharger 280HD\",'280HD-Imperial'!F118,IF($F$11=\"Recharger 330XLHD\",'330XLHD-Imperial'!F118,IF($F$11=\"Recharger 902HD\",'902HD-Imperial'!I118,IF($F$11=\"Contactor Field Drain C-4HD\",'C-4HD-Imperial'!D118,IF($F$11=\"Recharger 180HD\",'180HD-Imperial'!F118,IF($F$11='Chamber Images'!$A$9,'360HD-Imperial'!I118,0))))))))","v":""},"",{"$f":"IF($F$11=\"Contactor 100HD\",'100HD-Imperial'!G118,IF($F$11=\"Recharger 150XLHD\",'150XLHD-Imperial'!G118,IF($F$11=\"Recharger 280HD\",'280HD-Imperial'!G118,IF($F$11=\"Recharger 330XLHD\",'330XLHD-Imperial'!G118,IF($F$11=\"Recharger 902HD\",'902HD-Imperial'!J118,IF($F$11=\"Contactor Field Drain C-4HD\",'C-4HD-Imperial'!E118,IF($F$11=\"Recharger 180HD\",'180HD-Imperial'!G118,IF($F$11='Chamber Images'!$A$9,'360HD-Imperial'!J118,0))))))))","v":""},"",{"$f":"IF($F$11=\"Contactor 100HD\",'100HD-Imperial'!H118,IF($F$11=\"Recharger 150XLHD\",'150XLHD-Imperial'!H118,IF($F$11=\"Recharger 280HD\",'280HD-Imperial'!H118,IF($F$11=\"Recharger 330XLHD\",'330XLHD-Imperial'!H118,IF($F$11=\"Recharger 902HD\",'902HD-Imperial'!K118,IF($F$11=\"Contactor Field Drain C-4HD\",'C-4HD-Imperial'!F118,IF($F$11=\"Recharger 180HD\",'180HD-Imperial'!H118,IF($F$11='Chamber Images'!$A$9,'360HD-Imperial'!K118,0))))))))","v":""},"",{"$f":"IF($F$11=\"Contactor 100HD\",'100HD-Imperial'!I118,IF($F$11=\"Recharger 150XLHD\",'150XLHD-Imperial'!I118,IF($F$11=\"Recharger 280HD\",'280HD-Imperial'!I118,IF($F$11=\"Recharger 330XLHD\",'330XLHD-Imperial'!I118,IF($F$11=\"Recharger 902HD\",'902HD-Imperial'!L118,IF($F$11=\"Contactor Field Drain C-4HD\",'C-4HD-Imperial'!G118,IF($F$11=\"Recharger 180HD\",'180HD-Imperial'!I118,IF($F$11='Chamber Images'!$A$9,'360HD-Imperial'!L118,0))))))))","v":""},"",{"$f":"IF($F$11=\"Contactor 100HD\",'100HD-Imperial'!J118,IF($F$11=\"Recharger 150XLHD\",'150XLHD-Imperial'!J118,IF($F$11=\"Recharger 280HD\",'280HD-Imperial'!J118,IF($F$11=\"Recharger 330XLHD\",'330XLHD-Imperial'!J118,IF($F$11=\"Recharger 902HD\",'902HD-Imperial'!M118,IF($F$11=\"Recharger 180HD\",'180HD-Imperial'!J118,IF($F$11='Chamber Images'!$A$9,'360HD-Imperial'!M118,IF($F$11='Chamber Images'!A104,'C-4HD-Imperial'!H118,\"\"))))))))","v":""}]
[null,{"$f":"IF($F$11=\"Contactor 100HD\",'100HD-Imperial'!A119,IF($F$11=\"Recharger 150XLHD\",'150XLHD-Imperial'!A119,IF($F$11=\"Recharger 280HD\",'280HD-Imperial'!A119,IF($F$11=\"Recharger 330XLHD\",'330XLHD-Imperial'!A119,IF($F$11=\"Recharger 902HD\",'902HD-Imperial'!A119,IF($F$11=\"Contactor Field Drain C-4HD\",'C-4HD-Imperial'!A119,IF($F$11=\"Recharger 180HD\",'180HD-Imperial'!A119,IF($F$11='Chamber Images'!$A$9,'360HD-Imperial'!A119))))))))","v":-35},-889,{"$f":"IF($F$11=\"Contactor 100HD\",'100HD-Imperial'!D119,IF($F$11=\"Recharger 150XLHD\",'150XLHD-Imperial'!D119,IF($F$11=\"Recharger 280HD\",'280HD-Imperial'!D119,IF($F$11=\"Recharger 330XLHD\",'330XLHD-Imperial'!D119,IF($F$11=\"Recharger 902HD\",'902HD-Imperial'!G119,IF($F$11=\"Contactor Field Drain C-4HD\",'C-4HD-Imperial'!C119,IF($F$11=\"Recharger 180HD\",'180HD-Imperial'!D119,IF($F$11='Chamber Images'!$A$9,'360HD-Imperial'!G119,0))))))))","v":""},"",{"$f":"IF($F$11=\"Contactor 100HD\",'100HD-Imperial'!E119,IF($F$11=\"Recharger 150XLHD\",'150XLHD-Imperial'!E119,IF($F$11=\"Recharger 280HD\",'280HD-Imperial'!E119,IF($F$11=\"Recharger 330XLHD\",'330XLHD-Imperial'!E119,IF($F$11=\"Recharger 902HD\",'902HD-Imperial'!H119,IF($F$11=\"Recharger 180HD\",'180HD-Imperial'!C119,IF($F$11='Chamber Images'!$A$9,'360HD-Imperial'!H119,\"\")))))))","v":""},"",{"$f":"IF($F$11=\"Contactor 100HD\",'100HD-Imperial'!F119,IF($F$11=\"Recharger 150XLHD\",'150XLHD-Imperial'!F119,IF($F$11=\"Recharger 280HD\",'280HD-Imperial'!F119,IF($F$11=\"Recharger 330XLHD\",'330XLHD-Imperial'!F119,IF($F$11=\"Recharger 902HD\",'902HD-Imperial'!I119,IF($F$11=\"Contactor Field Drain C-4HD\",'C-4HD-Imperial'!D119,IF($F$11=\"Recharger 180HD\",'180HD-Imperial'!F119,IF($F$11='Chamber Images'!$A$9,'360HD-Imperial'!I119,0))))))))","v":""},"",{"$f":"IF($F$11=\"Contactor 100HD\",'100HD-Imperial'!G119,IF($F$11=\"Recharger 150XLHD\",'150XLHD-Imperial'!G119,IF($F$11=\"Recharger 280HD\",'280HD-Imperial'!G119,IF($F$11=\"Recharger 330XLHD\",'330XLHD-Imperial'!G119,IF($F$11=\"Recharger 902HD\",'902HD-Imperial'!J119,IF($F$11=\"Contactor Field Drain C-4HD\",'C-4HD-Imperial'!E119,IF($F$11=\"Recharger 180HD\",'180HD-Imperial'!G119,IF($F$11='Chamber Images'!$A$9,'360HD-Imperial'!J119,0))))))))","v":""},"",{"$f":"IF($F$11=\"Contactor 100HD\",'100HD-Imperial'!H119,IF($F$11=\"Recharger 150XLHD\",'150XLHD-Imperial'!H119,IF($F$11=\"Recharger 280HD\",'280HD-Imperial'!H119,IF($F$11=\"Recharger 330XLHD\",'330XLHD-Imperial'!H119,IF($F$11=\"Recharger 902HD\",'902HD-Imperial'!K119,IF($F$11=\"Contactor Field Drain C-4HD\",'C-4HD-Imperial'!F119,IF($F$11=\"Recharger 180HD\",'180HD-Imperial'!H119,IF($F$11='Chamber Images'!$A$9,'360HD-Imperial'!K119,0))))))))","v":""},"",{"$f":"IF($F$11=\"Contactor 100HD\",'100HD-Imperial'!I119,IF($F$11=\"Recharger 150XLHD\",'150XLHD-Imperial'!I119,IF($F$11=\"Recharger 280HD\",'280HD-Imperial'!I119,IF($F$11=\"Recharger 330XLHD\",'330XLHD-Imperial'!I119,IF($F$11=\"Recharger 902HD\",'902HD-Imperial'!L119,IF($F$11=\"Contactor Field Drain C-4HD\",'C-4HD-Imperial'!G119,IF($F$11=\"Recharger 180HD\",'180HD-Imperial'!I119,IF($F$11='Chamber Images'!$A$9,'360HD-Imperial'!L119,0))))))))","v":""},"",{"$f":"IF($F$11=\"Contactor 100HD\",'100HD-Imperial'!J119,IF($F$11=\"Recharger 150XLHD\",'150XLHD-Imperial'!J119,IF($F$11=\"Recharger 280HD\",'280HD-Imperial'!J119,IF($F$11=\"Recharger 330XLHD\",'330XLHD-Imperial'!J119,IF($F$11=\"Recharger 902HD\",'902HD-Imperial'!M119,IF($F$11=\"Recharger 180HD\",'180HD-Imperial'!J119,IF($F$11='Chamber Images'!$A$9,'360HD-Imperial'!M119,IF($F$11='Chamber Images'!A105,'C-4HD-Imperial'!H119,\"\"))))))))","v":""}]
[null,{"$f":"IF($F$11=\"Contactor 100HD\",'100HD-Imperial'!A120,IF($F$11=\"Recharger 150XLHD\",'150XLHD-Imperial'!A120,IF($F$11=\"Recharger 280HD\",'280HD-Imperial'!A120,IF($F$11=\"Recharger 330XLHD\",'330XLHD-Imperial'!A120,IF($F$11=\"Recharger 902HD\",'902HD-Imperial'!A120,IF($F$11=\"Contactor Field Drain C-4HD\",'C-4HD-Imperial'!A120,IF($F$11=\"Recharger 180HD\",'180HD-Imperial'!A120,IF($F$11='Chamber Images'!$A$9,'360HD-Imperial'!A120))))))))","v":-36},-914.4,{"$f":"IF($F$11=\"Contactor 100HD\",'100HD-Imperial'!D120,IF($F$11=\"Recharger 150XLHD\",'150XLHD-Imperial'!D120,IF($F$11=\"Recharger 280HD\",'280HD-Imperial'!D120,IF($F$11=\"Recharger 330XLHD\",'330XLHD-Imperial'!D120,IF($F$11=\"Recharger 902HD\",'902HD-Imperial'!G120,IF($F$11=\"Contactor Field Drain C-4HD\",'C-4HD-Imperial'!C120,IF($F$11=\"Recharger 180HD\",'180HD-Imperial'!D120,IF($F$11='Chamber Images'!$A$9,'360HD-Imperial'!G120,0))))))))","v":""},"",{"$f":"IF($F$11=\"Contactor 100HD\",'100HD-Imperial'!E120,IF($F$11=\"Recharger 150XLHD\",'150XLHD-Imperial'!E120,IF($F$11=\"Recharger 280HD\",'280HD-Imperial'!E120,IF($F$11=\"Recharger 330XLHD\",'330XLHD-Imperial'!E120,IF($F$11=\"Recharger 902HD\",'902HD-Imperial'!H120,IF($F$11=\"Recharger 180HD\",'180HD-Imperial'!C120,IF($F$11='Chamber Images'!$A$9,'360HD-Imperial'!H120,\"\")))))))","v":""},"",{"$f":"IF($F$11=\"Contactor 100HD\",'100HD-Imperial'!F120,IF($F$11=\"Recharger 150XLHD\",'150XLHD-Imperial'!F120,IF($F$11=\"Recharger 280HD\",'280HD-Imperial'!F120,IF($F$11=\"Recharger 330XLHD\",'330XLHD-Imperial'!F120,IF($F$11=\"Recharger 902HD\",'902HD-Imperial'!I120,IF($F$11=\"Contactor Field Drain C-4HD\",'C-4HD-Imperial'!D120,IF($F$11=\"Recharger 180HD\",'180HD-Imperial'!F120,IF($F$11='Chamber Images'!$A$9,'360HD-Imperial'!I120,0))))))))","v":""},"",{"$f":"IF($F$11=\"Contactor 100HD\",'100HD-Imperial'!G120,IF($F$11=\"Recharger 150XLHD\",'150XLHD-Imperial'!G120,IF($F$11=\"Recharger 280HD\",'280HD-Imperial'!G120,IF($F$11=\"Recharger 330XLHD\",'330XLHD-Imperial'!G120,IF($F$11=\"Recharger 902HD\",'902HD-Imperial'!J120,IF($F$11=\"Contactor Field Drain C-4HD\",'C-4HD-Imperial'!E120,IF($F$11=\"Recharger 180HD\",'180HD-Imperial'!G120,IF($F$11='Chamber Images'!$A$9,'360HD-Imperial'!J120,0))))))))","v":""},"",{"$f":"IF($F$11=\"Contactor 100HD\",'100HD-Imperial'!H120,IF($F$11=\"Recharger 150XLHD\",'150XLHD-Imperial'!H120,IF($F$11=\"Recharger 280HD\",'280HD-Imperial'!H120,IF($F$11=\"Recharger 330XLHD\",'330XLHD-Imperial'!H120,IF($F$11=\"Recharger 902HD\",'902HD-Imperial'!K120,IF($F$11=\"Contactor Field Drain C-4HD\",'C-4HD-Imperial'!F120,IF($F$11=\"Recharger 180HD\",'180HD-Imperial'!H120,IF($F$11='Chamber Images'!$A$9,'360HD-Imperial'!K120,0))))))))","v":""},"",{"$f":"IF($F$11=\"Contactor 100HD\",'100HD-Imperial'!I120,IF($F$11=\"Recharger 150XLHD\",'150XLHD-Imperial'!I120,IF($F$11=\"Recharger 280HD\",'280HD-Imperial'!I120,IF($F$11=\"Recharger 330XLHD\",'330XLHD-Imperial'!I120,IF($F$11=\"Recharger 902HD\",'902HD-Imperial'!L120,IF($F$11=\"Contactor Field Drain C-4HD\",'C-4HD-Imperial'!G120,IF($F$11=\"Recharger 180HD\",'180HD-Imperial'!I120,IF($F$11='Chamber Images'!$A$9,'360HD-Imperial'!L120,0))))))))","v":""},"",{"$f":"IF($F$11=\"Contactor 100HD\",'100HD-Imperial'!J120,IF($F$11=\"Recharger 150XLHD\",'150XLHD-Imperial'!J120,IF($F$11=\"Recharger 280HD\",'280HD-Imperial'!J120,IF($F$11=\"Recharger 330XLHD\",'330XLHD-Imperial'!J120,IF($F$11=\"Recharger 902HD\",'902HD-Imperial'!M120,IF($F$11=\"Recharger 180HD\",'180HD-Imperial'!J120,IF($F$11='Chamber Images'!$A$9,'360HD-Imperial'!M120,IF($F$11='Chamber Images'!A106,'C-4HD-Imperial'!H120,\"\"))))))))","v":""}]
[null,{"$f":"IF($F$11=\"Contactor 100HD\",'100HD-Imperial'!A121,IF($F$11=\"Recharger 150XLHD\",'150XLHD-Imperial'!A121,IF($F$11=\"Recharger 280HD\",'280HD-Imperial'!A121,IF($F$11=\"Recharger 330XLHD\",'330XLHD-Imperial'!A121,IF($F$11=\"Recharger 902HD\",'902HD-Imperial'!A121,IF($F$11=\"Contactor Field Drain C-4HD\",'C-4HD-Imperial'!A121,IF($F$11=\"Recharger 180HD\",'180HD-Imperial'!A121,IF($F$11='Chamber Images'!$A$9,'360HD-Imperial'!A121))))))))","v":-37},-939.8,{"$f":"IF($F$11=\"Contactor 100HD\",'100HD-Imperial'!D121,IF($F$11=\"Recharger 150XLHD\",'150XLHD-Imperial'!D121,IF($F$11=\"Recharger 280HD\",'280HD-Imperial'!D121,IF($F$11=\"Recharger 330XLHD\",'330XLHD-Imperial'!D121,IF($F$11=\"Recharger 902HD\",'902HD-Imperial'!G121,IF($F$11=\"Contactor Field Drain C-4HD\",'C-4HD-Imperial'!C121,IF($F$11=\"Recharger 180HD\",'180HD-Imperial'!D121,IF($F$11='Chamber Images'!$A$9,'360HD-Imperial'!G121,0))))))))","v":""},"",{"$f":"IF($F$11=\"Contactor 100HD\",'100HD-Imperial'!E121,IF($F$11=\"Recharger 150XLHD\",'150XLHD-Imperial'!E121,IF($F$11=\"Recharger 280HD\",'280HD-Imperial'!E121,IF($F$11=\"Recharger 330XLHD\",'330XLHD-Imperial'!E121,IF($F$11=\"Recharger 902HD\",'902HD-Imperial'!H121,IF($F$11=\"Recharger 180HD\",'180HD-Imperial'!C121,IF($F$11='Chamber Images'!$A$9,'360HD-Imperial'!H121,\"\")))))))","v":""},"",{"$f":"IF($F$11=\"Contactor 100HD\",'100HD-Imperial'!F121,IF($F$11=\"Recharger 150XLHD\",'150XLHD-Imperial'!F121,IF($F$11=\"Recharger 280HD\",'280HD-Imperial'!F121,IF($F$11=\"Recharger 330XLHD\",'330XLHD-Imperial'!F121,IF($F$11=\"Recharger 902HD\",'902HD-Imperial'!I121,IF($F$11=\"Contactor Field Drain C-4HD\",'C-4HD-Imperial'!D121,IF($F$11=\"Recharger 180HD\",'180HD-Imperial'!F121,IF($F$11='Chamber Images'!$A$9,'360HD-Imperial'!I121,0))))))))","v":""},"",{"$f":"IF($F$11=\"Contactor 100HD\",'100HD-Imperial'!G121,IF($F$11=\"Recharger 150XLHD\",'150XLHD-Imperial'!G121,IF($F$11=\"Recharger 280HD\",'280HD-Imperial'!G121,IF($F$11=\"Recharger 330XLHD\",'330XLHD-Imperial'!G121,IF($F$11=\"Recharger 902HD\",'902HD-Imperial'!J121,IF($F$11=\"Contactor Field Drain C-4HD\",'C-4HD-Imperial'!E121,IF($F$11=\"Recharger 180HD\",'180HD-Imperial'!G121,IF($F$11='Chamber Images'!$A$9,'360HD-Imperial'!J121,0))))))))","v":""},"",{"$f":"IF($F$11=\"Contactor 100HD\",'100HD-Imperial'!H121,IF($F$11=\"Recharger 150XLHD\",'150XLHD-Imperial'!H121,IF($F$11=\"Recharger 280HD\",'280HD-Imperial'!H121,IF($F$11=\"Recharger 330XLHD\",'330XLHD-Imperial'!H121,IF($F$11=\"Recharger 902HD\",'902HD-Imperial'!K121,IF($F$11=\"Contactor Field Drain C-4HD\",'C-4HD-Imperial'!F121,IF($F$11=\"Recharger 180HD\",'180HD-Imperial'!H121,IF($F$11='Chamber Images'!$A$9,'360HD-Imperial'!K121,0))))))))","v":""},"",{"$f":"IF($F$11=\"Contactor 100HD\",'100HD-Imperial'!I121,IF($F$11=\"Recharger 150XLHD\",'150XLHD-Imperial'!I121,IF($F$11=\"Recharger 280HD\",'280HD-Imperial'!I121,IF($F$11=\"Recharger 330XLHD\",'330XLHD-Imperial'!I121,IF($F$11=\"Recharger 902HD\",'902HD-Imperial'!L121,IF($F$11=\"Contactor Field Drain C-4HD\",'C-4HD-Imperial'!G121,IF($F$11=\"Recharger 180HD\",'180HD-Imperial'!I121,IF($F$11='Chamber Images'!$A$9,'360HD-Imperial'!L121,0))))))))","v":""},"",{"$f":"IF($F$11=\"Contactor 100HD\",'100HD-Imperial'!J121,IF($F$11=\"Recharger 150XLHD\",'150XLHD-Imperial'!J121,IF($F$11=\"Recharger 280HD\",'280HD-Imperial'!J121,IF($F$11=\"Recharger 330XLHD\",'330XLHD-Imperial'!J121,IF($F$11=\"Recharger 902HD\",'902HD-Imperial'!M121,IF($F$11=\"Recharger 180HD\",'180HD-Imperial'!J121,IF($F$11='Chamber Images'!$A$9,'360HD-Imperial'!M121,IF($F$11='Chamber Images'!A107,'C-4HD-Imperial'!H121,\"\"))))))))","v":""}]
[null,{"$f":"IF($F$11=\"Contactor 100HD\",'100HD-Imperial'!A122,IF($F$11=\"Recharger 150XLHD\",'150XLHD-Imperial'!A122,IF($F$11=\"Recharger 280HD\",'280HD-Imperial'!A122,IF($F$11=\"Recharger 330XLHD\",'330XLHD-Imperial'!A122,IF($F$11=\"Recharger 902HD\",'902HD-Imperial'!A122,IF($F$11=\"Contactor Field Drain C-4HD\",'C-4HD-Imperial'!A122,IF($F$11=\"Recharger 180HD\",'180HD-Imperial'!A122,IF($F$11='Chamber Images'!$A$9,'360HD-Imperial'!A122))))))))","v":-38},-965.19999999999993,{"$f":"IF($F$11=\"Contactor 100HD\",'100HD-Imperial'!D122,IF($F$11=\"Recharger 150XLHD\",'150XLHD-Imperial'!D122,IF($F$11=\"Recharger 280HD\",'280HD-Imperial'!D122,IF($F$11=\"Recharger 330XLHD\",'330XLHD-Imperial'!D122,IF($F$11=\"Recharger 902HD\",'902HD-Imperial'!G122,IF($F$11=\"Contactor Field Drain C-4HD\",'C-4HD-Imperial'!C122,IF($F$11=\"Recharger 180HD\",'180HD-Imperial'!D122,IF($F$11='Chamber Images'!$A$9,'360HD-Imperial'!G122,0))))))))","v":""},"",{"$f":"IF($F$11=\"Contactor 100HD\",'100HD-Imperial'!E122,IF($F$11=\"Recharger 150XLHD\",'150XLHD-Imperial'!E122,IF($F$11=\"Recharger 280HD\",'280HD-Imperial'!E122,IF($F$11=\"Recharger 330XLHD\",'330XLHD-Imperial'!E122,IF($F$11=\"Recharger 902HD\",'902HD-Imperial'!H122,IF($F$11=\"Recharger 180HD\",'180HD-Imperial'!C122,IF($F$11='Chamber Images'!$A$9,'360HD-Imperial'!H122,\"\")))))))","v":""},"",{"$f":"IF($F$11=\"Contactor 100HD\",'100HD-Imperial'!F122,IF($F$11=\"Recharger 150XLHD\",'150XLHD-Imperial'!F122,IF($F$11=\"Recharger 280HD\",'280HD-Imperial'!F122,IF($F$11=\"Recharger 330XLHD\",'330XLHD-Imperial'!F122,IF($F$11=\"Recharger 902HD\",'902HD-Imperial'!I122,IF($F$11=\"Contactor Field Drain C-4HD\",'C-4HD-Imperial'!D122,IF($F$11=\"Recharger 180HD\",'180HD-Imperial'!F122,IF($F$11='Chamber Images'!$A$9,'360HD-Imperial'!I122,0))))))))","v":""},"",{"$f":"IF($F$11=\"Contactor 100HD\",'100HD-Imperial'!G122,IF($F$11=\"Recharger 150XLHD\",'150XLHD-Imperial'!G122,IF($F$11=\"Recharger 280HD\",'280HD-Imperial'!G122,IF($F$11=\"Recharger 330XLHD\",'330XLHD-Imperial'!G122,IF($F$11=\"Recharger 902HD\",'902HD-Imperial'!J122,IF($F$11=\"Contactor Field Drain C-4HD\",'C-4HD-Imperial'!E122,IF($F$11=\"Recharger 180HD\",'180HD-Imperial'!G122,IF($F$11='Chamber Images'!$A$9,'360HD-Imperial'!J122,0))))))))","v":""},"",{"$f":"IF($F$11=\"Contactor 100HD\",'100HD-Imperial'!H122,IF($F$11=\"Recharger 150XLHD\",'150XLHD-Imperial'!H122,IF($F$11=\"Recharger 280HD\",'280HD-Imperial'!H122,IF($F$11=\"Recharger 330XLHD\",'330XLHD-Imperial'!H122,IF($F$11=\"Recharger 902HD\",'902HD-Imperial'!K122,IF($F$11=\"Contactor Field Drain C-4HD\",'C-4HD-Imperial'!F122,IF($F$11=\"Recharger 180HD\",'180HD-Imperial'!H122,IF($F$11='Chamber Images'!$A$9,'360HD-Imperial'!K122,0))))))))","v":""},"",{"$f":"IF($F$11=\"Contactor 100HD\",'100HD-Imperial'!I122,IF($F$11=\"Recharger 150XLHD\",'150XLHD-Imperial'!I122,IF($F$11=\"Recharger 280HD\",'280HD-Imperial'!I122,IF($F$11=\"Recharger 330XLHD\",'330XLHD-Imperial'!I122,IF($F$11=\"Recharger 902HD\",'902HD-Imperial'!L122,IF($F$11=\"Contactor Field Drain C-4HD\",'C-4HD-Imperial'!G122,IF($F$11=\"Recharger 180HD\",'180HD-Imperial'!I122,IF($F$11='Chamber Images'!$A$9,'360HD-Imperial'!L122,0))))))))","v":""},"",{"$f":"IF($F$11=\"Contactor 100HD\",'100HD-Imperial'!J122,IF($F$11=\"Recharger 150XLHD\",'150XLHD-Imperial'!J122,IF($F$11=\"Recharger 280HD\",'280HD-Imperial'!J122,IF($F$11=\"Recharger 330XLHD\",'330XLHD-Imperial'!J122,IF($F$11=\"Recharger 902HD\",'902HD-Imperial'!M122,IF($F$11=\"Recharger 180HD\",'180HD-Imperial'!J122,IF($F$11='Chamber Images'!$A$9,'360HD-Imperial'!M122,IF($F$11='Chamber Images'!A108,'C-4HD-Imperial'!H122,\"\"))))))))","v":""}]
[null,{"$f":"IF($F$11=\"Contactor 100HD\",'100HD-Imperial'!A123,IF($F$11=\"Recharger 150XLHD\",'150XLHD-Imperial'!A123,IF($F$11=\"Recharger 280HD\",'280HD-Imperial'!A123,IF($F$11=\"Recharger 330XLHD\",'330XLHD-Imperial'!A123,IF($F$11=\"Recharger 902HD\",'902HD-Imperial'!A123,IF($F$11=\"Contactor Field Drain C-4HD\",'C-4HD-Imperial'!A123,IF($F$11=\"Recharger 180HD\",'180HD-Imperial'!A123,IF($F$11='Chamber Images'!$A$9,'360HD-Imperial'!A123))))))))","v":-39},-990.59999999999991,{"$f":"IF($F$11=\"Contactor 100HD\",'100HD-Imperial'!D123,IF($F$11=\"Recharger 150XLHD\",'150XLHD-Imperial'!D123,IF($F$11=\"Recharger 280HD\",'280HD-Imperial'!D123,IF($F$11=\"Recharger 330XLHD\",'330XLHD-Imperial'!D123,IF($F$11=\"Recharger 902HD\",'902HD-Imperial'!G123,IF($F$11=\"Contactor Field Drain C-4HD\",'C-4HD-Imperial'!C123,IF($F$11=\"Recharger 180HD\",'180HD-Imperial'!D123,IF($F$11='Chamber Images'!$A$9,'360HD-Imperial'!G123,0))))))))","v":""},"",{"$f":"IF($F$11=\"Contactor 100HD\",'100HD-Imperial'!E123,IF($F$11=\"Recharger 150XLHD\",'150XLHD-Imperial'!E123,IF($F$11=\"Recharger 280HD\",'280HD-Imperial'!E123,IF($F$11=\"Recharger 330XLHD\",'330XLHD-Imperial'!E123,IF($F$11=\"Recharger 902HD\",'902HD-Imperial'!H123,IF($F$11=\"Recharger 180HD\",'180HD-Imperial'!C123,IF($F$11='Chamber Images'!$A$9,'360HD-Imperial'!H123,\"\")))))))","v":""},"",{"$f":"IF($F$11=\"Contactor 100HD\",'100HD-Imperial'!F123,IF($F$11=\"Recharger 150XLHD\",'150XLHD-Imperial'!F123,IF($F$11=\"Recharger 280HD\",'280HD-Imperial'!F123,IF($F$11=\"Recharger 330XLHD\",'330XLHD-Imperial'!F123,IF($F$11=\"Recharger 902HD\",'902HD-Imperial'!I123,IF($F$11=\"Contactor Field Drain C-4HD\",'C-4HD-Imperial'!D123,IF($F$11=\"Recharger 180HD\",'180HD-Imperial'!F123,IF($F$11='Chamber Images'!$A$9,'360HD-Imperial'!I123,0))))))))","v":""},"",{"$f":"IF($F$11=\"Contactor 100HD\",'100HD-Imperial'!G123,IF($F$11=\"Recharger 150XLHD\",'150XLHD-Imperial'!G123,IF($F$11=\"Recharger 280HD\",'280HD-Imperial'!G123,IF($F$11=\"Recharger 330XLHD\",'330XLHD-Imperial'!G123,IF($F$11=\"Recharger 902HD\",'902HD-Imperial'!J123,IF($F$11=\"Contactor Field Drain C-4HD\",'C-4HD-Imperial'!E123,IF($F$11=\"Recharger 180HD\",'180HD-Imperial'!G123,IF($F$11='Chamber Images'!$A$9,'360HD-Imperial'!J123,0))))))))","v":""},"",{"$f":"IF($F$11=\"Contactor 100HD\",'100HD-Imperial'!H123,IF($F$11=\"Recharger 150XLHD\",'150XLHD-Imperial'!H123,IF($F$11=\"Recharger 280HD\",'280HD-Imperial'!H123,IF($F$11=\"Recharger 330XLHD\",'330XLHD-Imperial'!H123,IF($F$11=\"Recharger 902HD\",'902HD-Imperial'!K123,IF($F$11=\"Contactor Field Drain C-4HD\",'C-4HD-Imperial'!F123,IF($F$11=\"Recharger 180HD\",'180HD-Imperial'!H123,IF($F$11='Chamber Images'!$A$9,'360HD-Imperial'!K123,0))))))))","v":""},"",{"$f":"IF($F$11=\"Contactor 100HD\",'100HD-Imperial'!I123,IF($F$11=\"Recharger 150XLHD\",'150XLHD-Imperial'!I123,IF($F$11=\"Recharger 280HD\",'280HD-Imperial'!I123,IF($F$11=\"Recharger 330XLHD\",'330XLHD-Imperial'!I123,IF($F$11=\"Recharger 902HD\",'902HD-Imperial'!L123,IF($F$11=\"Contactor Field Drain C-4HD\",'C-4HD-Imperial'!G123,IF($F$11=\"Recharger 180HD\",'180HD-Imperial'!I123,IF($F$11='Chamber Images'!$A$9,'360HD-Imperial'!L123,0))))))))","v":""},"",{"$f":"IF($F$11=\"Contactor 100HD\",'100HD-Imperial'!J123,IF($F$11=\"Recharger 150XLHD\",'150XLHD-Imperial'!J123,IF($F$11=\"Recharger 280HD\",'280HD-Imperial'!J123,IF($F$11=\"Recharger 330XLHD\",'330XLHD-Imperial'!J123,IF($F$11=\"Recharger 902HD\",'902HD-Imperial'!M123,IF($F$11=\"Recharger 180HD\",'180HD-Imperial'!J123,IF($F$11='Chamber Images'!$A$9,'360HD-Imperial'!M123,IF($F$11='Chamber Images'!A109,'C-4HD-Imperial'!H123,\"\"))))))))","v":""}]
[null,{"$f":"IF($F$11=\"Contactor 100HD\",'100HD-Imperial'!A124,IF($F$11=\"Recharger 150XLHD\",'150XLHD-Imperial'!A124,IF($F$11=\"Recharger 280HD\",'280HD-Imperial'!A124,IF($F$11=\"Recharger 330XLHD\",'330XLHD-Imperial'!A124,IF($F$11=\"Recharger 902HD\",'902HD-Imperial'!A124,IF($F$11=\"Contactor Field Drain C-4HD\",'C-4HD-Imperial'!A124,IF($F$11=\"Recharger 180HD\",'180HD-Imperial'!A124,IF($F$11='Chamber Images'!$A$9,'360HD-Imperial'!A124))))))))","v":-40},-1016,{"$f":"IF($F$11=\"Contactor 100HD\",'100HD-Imperial'!D124,IF($F$11=\"Recharger 150XLHD\",'150XLHD-Imperial'!D124,IF($F$11=\"Recharger 280HD\",'280HD-Imperial'!D124,IF($F$11=\"Recharger 330XLHD\",'330XLHD-Imperial'!D124,IF($F$11=\"Recharger 902HD\",'902HD-Imperial'!G124,IF($F$11=\"Contactor Field Drain C-4HD\",'C-4HD-Imperial'!C124,IF($F$11=\"Recharger 180HD\",'180HD-Imperial'!D124,IF($F$11='Chamber Images'!$A$9,'360HD-Imperial'!G124,0))))))))","v":""},"",{"$f":"IF($F$11=\"Contactor 100HD\",'100HD-Imperial'!E124,IF($F$11=\"Recharger 150XLHD\",'150XLHD-Imperial'!E124,IF($F$11=\"Recharger 280HD\",'280HD-Imperial'!E124,IF($F$11=\"Recharger 330XLHD\",'330XLHD-Imperial'!E124,IF($F$11=\"Recharger 902HD\",'902HD-Imperial'!H124,IF($F$11=\"Recharger 180HD\",'180HD-Imperial'!C124,IF($F$11='Chamber Images'!$A$9,'360HD-Imperial'!H124,\"\")))))))","v":""},"",{"$f":"IF($F$11=\"Contactor 100HD\",'100HD-Imperial'!F124,IF($F$11=\"Recharger 150XLHD\",'150XLHD-Imperial'!F124,IF($F$11=\"Recharger 280HD\",'280HD-Imperial'!F124,IF($F$11=\"Recharger 330XLHD\",'330XLHD-Imperial'!F124,IF($F$11=\"Recharger 902HD\",'902HD-Imperial'!I124,IF($F$11=\"Contactor Field Drain C-4HD\",'C-4HD-Imperial'!D124,IF($F$11=\"Recharger 180HD\",'180HD-Imperial'!F124,IF($F$11='Chamber Images'!$A$9,'360HD-Imperial'!I124,0))))))))","v":""},"",{"$f":"IF($F$11=\"Contactor 100HD\",'100HD-Imperial'!G124,IF($F$11=\"Recharger 150XLHD\",'150XLHD-Imperial'!G124,IF($F$11=\"Recharger 280HD\",'280HD-Imperial'!G124,IF($F$11=\"Recharger 330XLHD\",'330XLHD-Imperial'!G124,IF($F$11=\"Recharger 902HD\",'902HD-Imperial'!J124,IF($F$11=\"Contactor Field Drain C-4HD\",'C-4HD-Imperial'!E124,IF($F$11=\"Recharger 180HD\",'180HD-Imperial'!G124,IF($F$11='Chamber Images'!$A$9,'360HD-Imperial'!J124,0))))))))","v":""},"",{"$f":"IF($F$11=\"Contactor 100HD\",'100HD-Imperial'!H124,IF($F$11=\"Recharger 150XLHD\",'150XLHD-Imperial'!H124,IF($F$11=\"Recharger 280HD\",'280HD-Imperial'!H124,IF($F$11=\"Recharger 330XLHD\",'330XLHD-Imperial'!H124,IF($F$11=\"Recharger 902HD\",'902HD-Imperial'!K124,IF($F$11=\"Contactor Field Drain C-4HD\",'C-4HD-Imperial'!F124,IF($F$11=\"Recharger 180HD\",'180HD-Imperial'!H124,IF($F$11='Chamber Images'!$A$9,'360HD-Imperial'!K124,0))))))))","v":""},"",{"$f":"IF($F$11=\"Contactor 100HD\",'100HD-Imperial'!I124,IF($F$11=\"Recharger 150XLHD\",'150XLHD-Imperial'!I124,IF($F$11=\"Recharger 280HD\",'280HD-Imperial'!I124,IF($F$11=\"Recharger 330XLHD\",'330XLHD-Imperial'!I124,IF($F$11=\"Recharger 902HD\",'902HD-Imperial'!L124,IF($F$11=\"Contactor Field Drain C-4HD\",'C-4HD-Imperial'!G124,IF($F$11=\"Recharger 180HD\",'180HD-Imperial'!I124,IF($F$11='Chamber Images'!$A$9,'360HD-Imperial'!L124,0))))))))","v":""},"",{"$f":"IF($F$11=\"Contactor 100HD\",'100HD-Imperial'!J124,IF($F$11=\"Recharger 150XLHD\",'150XLHD-Imperial'!J124,IF($F$11=\"Recharger 280HD\",'280HD-Imperial'!J124,IF($F$11=\"Recharger 330XLHD\",'330XLHD-Imperial'!J124,IF($F$11=\"Recharger 902HD\",'902HD-Imperial'!M124,IF($F$11=\"Recharger 180HD\",'180HD-Imperial'!J124,IF($F$11='Chamber Images'!$A$9,'360HD-Imperial'!M124,IF($F$11='Chamber Images'!A110,'C-4HD-Imperial'!H124,\"\"))))))))","v":""}]
[null,{"$f":"IF($F$11=\"Contactor 100HD\",'100HD-Imperial'!A125,IF($F$11=\"Recharger 150XLHD\",'150XLHD-Imperial'!A125,IF($F$11=\"Recharger 280HD\",'280HD-Imperial'!A125,IF($F$11=\"Recharger 330XLHD\",'330XLHD-Imperial'!A125,IF($F$11=\"Recharger 902HD\",'902HD-Imperial'!A125,IF($F$11=\"Contactor Field Drain C-4HD\",'C-4HD-Imperial'!A125,IF($F$11=\"Recharger 180HD\",'180HD-Imperial'!A125,IF($F$11='Chamber Images'!$A$9,'360HD-Imperial'!A125))))))))","v":-41},-1041.3999999999999,{"$f":"IF($F$11=\"Contactor 100HD\",'100HD-Imperial'!D125,IF($F$11=\"Recharger 150XLHD\",'150XLHD-Imperial'!D125,IF($F$11=\"Recharger 280HD\",'280HD-Imperial'!D125,IF($F$11=\"Recharger 330XLHD\",'330XLHD-Imperial'!D125,IF($F$11=\"Recharger 902HD\",'902HD-Imperial'!G125,IF($F$11=\"Contactor Field Drain C-4HD\",'C-4HD-Imperial'!C125,IF($F$11=\"Recharger 180HD\",'180HD-Imperial'!D125,IF($F$11='Chamber Images'!$A$9,'360HD-Imperial'!G125,0))))))))","v":""},"",{"$f":"IF($F$11=\"Contactor 100HD\",'100HD-Imperial'!E125,IF($F$11=\"Recharger 150XLHD\",'150XLHD-Imperial'!E125,IF($F$11=\"Recharger 280HD\",'280HD-Imperial'!E125,IF($F$11=\"Recharger 330XLHD\",'330XLHD-Imperial'!E125,IF($F$11=\"Recharger 902HD\",'902HD-Imperial'!H125,IF($F$11=\"Recharger 180HD\",'180HD-Imperial'!C125,IF($F$11='Chamber Images'!$A$9,'360HD-Imperial'!H125,\"\")))))))","v":""},"",{"$f":"IF($F$11=\"Contactor 100HD\",'100HD-Imperial'!F125,IF($F$11=\"Recharger 150XLHD\",'150XLHD-Imperial'!F125,IF($F$11=\"Recharger 280HD\",'280HD-Imperial'!F125,IF($F$11=\"Recharger 330XLHD\",'330XLHD-Imperial'!F125,IF($F$11=\"Recharger 902HD\",'902HD-Imperial'!I125,IF($F$11=\"Contactor Field Drain C-4HD\",'C-4HD-Imperial'!D125,IF($F$11=\"Recharger 180HD\",'180HD-Imperial'!F125,IF($F$11='Chamber Images'!$A$9,'360HD-Imperial'!I125,0))))))))","v":""},"",{"$f":"IF($F$11=\"Contactor 100HD\",'100HD-Imperial'!G125,IF($F$11=\"Recharger 150XLHD\",'150XLHD-Imperial'!G125,IF($F$11=\"Recharger 280HD\",'280HD-Imperial'!G125,IF($F$11=\"Recharger 330XLHD\",'330XLHD-Imperial'!G125,IF($F$11=\"Recharger 902HD\",'902HD-Imperial'!J125,IF($F$11=\"Contactor Field Drain C-4HD\",'C-4HD-Imperial'!E125,IF($F$11=\"Recharger 180HD\",'180HD-Imperial'!G125,IF($F$11='Chamber Images'!$A$9,'360HD-Imperial'!J125,0))))))))","v":""},"",{"$f":"IF($F$11=\"Contactor 100HD\",'100HD-Imperial'!H125,IF($F$11=\"Recharger 150XLHD\",'150XLHD-Imperial'!H125,IF($F$11=\"Recharger 280HD\",'280HD-Imperial'!H125,IF($F$11=\"Recharger 330XLHD\",'330XLHD-Imperial'!H125,IF($F$11=\"Recharger 902HD\",'902HD-Imperial'!K125,IF($F$11=\"Contactor Field Drain C-4HD\",'C-4HD-Imperial'!F125,IF($F$11=\"Recharger 180HD\",'180HD-Imperial'!H125,IF($F$11='Chamber Images'!$A$9,'360HD-Imperial'!K125,0))))))))","v":""},"",{"$f":"IF($F$11=\"Contactor 100HD\",'100HD-Imperial'!I125,IF($F$11=\"Recharger 150XLHD\",'150XLHD-Imperial'!I125,IF($F$11=\"Recharger 280HD\",'280HD-Imperial'!I125,IF($F$11=\"Recharger 330XLHD\",'330XLHD-Imperial'!I125,IF($F$11=\"Recharger 902HD\",'902HD-Imperial'!L125,IF($F$11=\"Contactor Field Drain C-4HD\",'C-4HD-Imperial'!G125,IF($F$11=\"Recharger 180HD\",'180HD-Imperial'!I125,IF($F$11='Chamber Images'!$A$9,'360HD-Imperial'!L125,0))))))))","v":""},"",{"$f":"IF($F$11=\"Contactor 100HD\",'100HD-Imperial'!J125,IF($F$11=\"Recharger 150XLHD\",'150XLHD-Imperial'!J125,IF($F$11=\"Recharger 280HD\",'280HD-Imperial'!J125,IF($F$11=\"Recharger 330XLHD\",'330XLHD-Imperial'!J125,IF($F$11=\"Recharger 902HD\",'902HD-Imperial'!M125,IF($F$11=\"Recharger 180HD\",'180HD-Imperial'!J125,IF($F$11='Chamber Images'!$A$9,'360HD-Imperial'!M125,IF($F$11='Chamber Images'!A111,'C-4HD-Imperial'!H125,\"\"))))))))","v":""}]
[null,{"$f":"IF($F$11=\"Contactor 100HD\",'100HD-Imperial'!A126,IF($F$11=\"Recharger 150XLHD\",'150XLHD-Imperial'!A126,IF($F$11=\"Recharger 280HD\",'280HD-Imperial'!A126,IF($F$11=\"Recharger 330XLHD\",'330XLHD-Imperial'!A126,IF($F$11=\"Recharger 902HD\",'902HD-Imperial'!A126,IF($F$11=\"Contactor Field Drain C-4HD\",'C-4HD-Imperial'!A126,IF($F$11=\"Recharger 180HD\",'180HD-Imperial'!A126,IF($F$11='Chamber Images'!$A$9,'360HD-Imperial'!A126))))))))","v":-42},-1066.8,{"$f":"IF($F$11=\"Contactor 100HD\",'100HD-Imperial'!D126,IF($F$11=\"Recharger 150XLHD\",'150XLHD-Imperial'!D126,IF($F$11=\"Recharger 280HD\",'280HD-Imperial'!D126,IF($F$11=\"Recharger 330XLHD\",'330XLHD-Imperial'!D126,IF($F$11=\"Recharger 902HD\",'902HD-Imperial'!G126,IF($F$11=\"Contactor Field Drain C-4HD\",'C-4HD-Imperial'!C126,IF($F$11=\"Recharger 180HD\",'180HD-Imperial'!D126,IF($F$11='Chamber Images'!$A$9,'360HD-Imperial'!G126,0))))))))","v":""},"",{"$f":"IF($F$11=\"Contactor 100HD\",'100HD-Imperial'!E126,IF($F$11=\"Recharger 150XLHD\",'150XLHD-Imperial'!E126,IF($F$11=\"Recharger 280HD\",'280HD-Imperial'!E126,IF($F$11=\"Recharger 330XLHD\",'330XLHD-Imperial'!E126,IF($F$11=\"Recharger 902HD\",'902HD-Imperial'!H126,IF($F$11=\"Recharger 180HD\",'180HD-Imperial'!C126,IF($F$11='Chamber Images'!$A$9,'360HD-Imperial'!H126,\"\")))))))","v":""},"",{"$f":"IF($F$11=\"Contactor 100HD\",'100HD-Imperial'!F126,IF($F$11=\"Recharger 150XLHD\",'150XLHD-Imperial'!F126,IF($F$11=\"Recharger 280HD\",'280HD-Imperial'!F126,IF($F$11=\"Recharger 330XLHD\",'330XLHD-Imperial'!F126,IF($F$11=\"Recharger 902HD\",'902HD-Imperial'!I126,IF($F$11=\"Contactor Field Drain C-4HD\",'C-4HD-Imperial'!D126,IF($F$11=\"Recharger 180HD\",'180HD-Imperial'!F126,IF($F$11='Chamber Images'!$A$9,'360HD-Imperial'!I126,0))))))))","v":""},"",{"$f":"IF($F$11=\"Contactor 100HD\",'100HD-Imperial'!G126,IF($F$11=\"Recharger 150XLHD\",'150XLHD-Imperial'!G126,IF($F$11=\"Recharger 280HD\",'280HD-Imperial'!G126,IF($F$11=\"Recharger 330XLHD\",'330XLHD-Imperial'!G126,IF($F$11=\"Recharger 902HD\",'902HD-Imperial'!J126,IF($F$11=\"Contactor Field Drain C-4HD\",'C-4HD-Imperial'!E126,IF($F$11=\"Recharger 180HD\",'180HD-Imperial'!G126,IF($F$11='Chamber Images'!$A$9,'360HD-Imperial'!J126,0))))))))","v":""},"",{"$f":"IF($F$11=\"Contactor 100HD\",'100HD-Imperial'!H126,IF($F$11=\"Recharger 150XLHD\",'150XLHD-Imperial'!H126,IF($F$11=\"Recharger 280HD\",'280HD-Imperial'!H126,IF($F$11=\"Recharger 330XLHD\",'330XLHD-Imperial'!H126,IF($F$11=\"Recharger 902HD\",'902HD-Imperial'!K126,IF($F$11=\"Contactor Field Drain C-4HD\",'C-4HD-Imperial'!F126,IF($F$11=\"Recharger 180HD\",'180HD-Imperial'!H126,IF($F$11='Chamber Images'!$A$9,'360HD-Imperial'!K126,0))))))))","v":""},"",{"$f":"IF($F$11=\"Contactor 100HD\",'100HD-Imperial'!I126,IF($F$11=\"Recharger 150XLHD\",'150XLHD-Imperial'!I126,IF($F$11=\"Recharger 280HD\",'280HD-Imperial'!I126,IF($F$11=\"Recharger 330XLHD\",'330XLHD-Imperial'!I126,IF($F$11=\"Recharger 902HD\",'902HD-Imperial'!L126,IF($F$11=\"Contactor Field Drain C-4HD\",'C-4HD-Imperial'!G126,IF($F$11=\"Recharger 180HD\",'180HD-Imperial'!I126,IF($F$11='Chamber Images'!$A$9,'360HD-Imperial'!L126,0))))))))","v":""},"",{"$f":"IF($F$11=\"Contactor 100HD\",'100HD-Imperial'!J126,IF($F$11=\"Recharger 150XLHD\",'150XLHD-Imperial'!J126,IF($F$11=\"Recharger 280HD\",'280HD-Imperial'!J126,IF($F$11=\"Recharger 330XLHD\",'330XLHD-Imperial'!J126,IF($F$11=\"Recharger 902HD\",'902HD-Imperial'!M126,IF($F$11=\"Recharger 180HD\",'180HD-Imperial'!J126,IF($F$11='Chamber Images'!$A$9,'360HD-Imperial'!M126,IF($F$11='Chamber Images'!A112,'C-4HD-Imperial'!H126,\"\"))))))))","v":""}]
[null,{"$f":"IF($F$11=\"Contactor 100HD\",'100HD-Imperial'!A127,IF($F$11=\"Recharger 150XLHD\",'150XLHD-Imperial'!A127,IF($F$11=\"Recharger 280HD\",'280HD-Imperial'!A127,IF($F$11=\"Recharger 330XLHD\",'330XLHD-Imperial'!A127,IF($F$11=\"Recharger 902HD\",'902HD-Imperial'!A127,IF($F$11=\"Contactor Field Drain C-4HD\",'C-4HD-Imperial'!A127,IF($F$11=\"Recharger 180HD\",'180HD-Imperial'!A127,IF($F$11='Chamber Images'!$A$9,'360HD-Imperial'!A127))))))))","v":-43},-1092.2,{"$f":"IF($F$11=\"Contactor 100HD\",'100HD-Imperial'!D127,IF($F$11=\"Recharger 150XLHD\",'150XLHD-Imperial'!D127,IF($F$11=\"Recharger 280HD\",'280HD-Imperial'!D127,IF($F$11=\"Recharger 330XLHD\",'330XLHD-Imperial'!D127,IF($F$11=\"Recharger 902HD\",'902HD-Imperial'!G127,IF($F$11=\"Contactor Field Drain C-4HD\",'C-4HD-Imperial'!C127,IF($F$11=\"Recharger 180HD\",'180HD-Imperial'!D127,IF($F$11='Chamber Images'!$A$9,'360HD-Imperial'!G127,0))))))))","v":""},"",{"$f":"IF($F$11=\"Contactor 100HD\",'100HD-Imperial'!E127,IF($F$11=\"Recharger 150XLHD\",'150XLHD-Imperial'!E127,IF($F$11=\"Recharger 280HD\",'280HD-Imperial'!E127,IF($F$11=\"Recharger 330XLHD\",'330XLHD-Imperial'!E127,IF($F$11=\"Recharger 902HD\",'902HD-Imperial'!H127,IF($F$11=\"Recharger 180HD\",'180HD-Imperial'!C127,IF($F$11='Chamber Images'!$A$9,'360HD-Imperial'!H127,\"\")))))))","v":""},"",{"$f":"IF($F$11=\"Contactor 100HD\",'100HD-Imperial'!F127,IF($F$11=\"Recharger 150XLHD\",'150XLHD-Imperial'!F127,IF($F$11=\"Recharger 280HD\",'280HD-Imperial'!F127,IF($F$11=\"Recharger 330XLHD\",'330XLHD-Imperial'!F127,IF($F$11=\"Recharger 902HD\",'902HD-Imperial'!I127,IF($F$11=\"Contactor Field Drain C-4HD\",'C-4HD-Imperial'!D127,IF($F$11=\"Recharger 180HD\",'180HD-Imperial'!F127,IF($F$11='Chamber Images'!$A$9,'360HD-Imperial'!I127,0))))))))","v":""},"",{"$f":"IF($F$11=\"Contactor 100HD\",'100HD-Imperial'!G127,IF($F$11=\"Recharger 150XLHD\",'150XLHD-Imperial'!G127,IF($F$11=\"Recharger 280HD\",'280HD-Imperial'!G127,IF($F$11=\"Recharger 330XLHD\",'330XLHD-Imperial'!G127,IF($F$11=\"Recharger 902HD\",'902HD-Imperial'!J127,IF($F$11=\"Contactor Field Drain C-4HD\",'C-4HD-Imperial'!E127,IF($F$11=\"Recharger 180HD\",'180HD-Imperial'!G127,IF($F$11='Chamber Images'!$A$9,'360HD-Imperial'!J127,0))))))))","v":""},"",{"$f":"IF($F$11=\"Contactor 100HD\",'100HD-Imperial'!H127,IF($F$11=\"Recharger 150XLHD\",'150XLHD-Imperial'!H127,IF($F$11=\"Recharger 280HD\",'280HD-Imperial'!H127,IF($F$11=\"Recharger 330XLHD\",'330XLHD-Imperial'!H127,IF($F$11=\"Recharger 902HD\",'902HD-Imperial'!K127,IF($F$11=\"Contactor Field Drain C-4HD\",'C-4HD-Imperial'!F127,IF($F$11=\"Recharger 180HD\",'180HD-Imperial'!H127,IF($F$11='Chamber Images'!$A$9,'360HD-Imperial'!K127,0))))))))","v":""},"",{"$f":"IF($F$11=\"Contactor 100HD\",'100HD-Imperial'!I127,IF($F$11=\"Recharger 150XLHD\",'150XLHD-Imperial'!I127,IF($F$11=\"Recharger 280HD\",'280HD-Imperial'!I127,IF($F$11=\"Recharger 330XLHD\",'330XLHD-Imperial'!I127,IF($F$11=\"Recharger 902HD\",'902HD-Imperial'!L127,IF($F$11=\"Contactor Field Drain C-4HD\",'C-4HD-Imperial'!G127,IF($F$11=\"Recharger 180HD\",'180HD-Imperial'!I127,IF($F$11='Chamber Images'!$A$9,'360HD-Imperial'!L127,0))))))))","v":""},"",{"$f":"IF($F$11=\"Contactor 100HD\",'100HD-Imperial'!J127,IF($F$11=\"Recharger 150XLHD\",'150XLHD-Imperial'!J127,IF($F$11=\"Recharger 280HD\",'280HD-Imperial'!J127,IF($F$11=\"Recharger 330XLHD\",'330XLHD-Imperial'!J127,IF($F$11=\"Recharger 902HD\",'902HD-Imperial'!M127,IF($F$11=\"Recharger 180HD\",'180HD-Imperial'!J127,IF($F$11='Chamber Images'!$A$9,'360HD-Imperial'!M127,IF($F$11='Chamber Images'!A113,'C-4HD-Imperial'!H127,\"\"))))))))","v":""}]
[null,{"$f":"IF($F$11=\"Contactor 100HD\",'100HD-Imperial'!A128,IF($F$11=\"Recharger 150XLHD\",'150XLHD-Imperial'!A128,IF($F$11=\"Recharger 280HD\",'280HD-Imperial'!A128,IF($F$11=\"Recharger 330XLHD\",'330XLHD-Imperial'!A128,IF($F$11=\"Recharger 902HD\",'902HD-Imperial'!A128,IF($F$11=\"Contactor Field Drain C-4HD\",'C-4HD-Imperial'!A128,IF($F$11=\"Recharger 180HD\",'180HD-Imperial'!A128,IF($F$11='Chamber Images'!$A$9,'360HD-Imperial'!A128))))))))","v":-44},-1117.5999999999999,{"$f":"IF($F$11=\"Contactor 100HD\",'100HD-Imperial'!D128,IF($F$11=\"Recharger 150XLHD\",'150XLHD-Imperial'!D128,IF($F$11=\"Recharger 280HD\",'280HD-Imperial'!D128,IF($F$11=\"Recharger 330XLHD\",'330XLHD-Imperial'!D128,IF($F$11=\"Recharger 902HD\",'902HD-Imperial'!G128,IF($F$11=\"Contactor Field Drain C-4HD\",'C-4HD-Imperial'!C128,IF($F$11=\"Recharger 180HD\",'180HD-Imperial'!D128,IF($F$11='Chamber Images'!$A$9,'360HD-Imperial'!G128,0))))))))","v":""},"",{"$f":"IF($F$11=\"Contactor 100HD\",'100HD-Imperial'!E128,IF($F$11=\"Recharger 150XLHD\",'150XLHD-Imperial'!E128,IF($F$11=\"Recharger 280HD\",'280HD-Imperial'!E128,IF($F$11=\"Recharger 330XLHD\",'330XLHD-Imperial'!E128,IF($F$11=\"Recharger 902HD\",'902HD-Imperial'!H128,IF($F$11=\"Recharger 180HD\",'180HD-Imperial'!C128,IF($F$11='Chamber Images'!$A$9,'360HD-Imperial'!H128,\"\")))))))","v":""},"",{"$f":"IF($F$11=\"Contactor 100HD\",'100HD-Imperial'!F128,IF($F$11=\"Recharger 150XLHD\",'150XLHD-Imperial'!F128,IF($F$11=\"Recharger 280HD\",'280HD-Imperial'!F128,IF($F$11=\"Recharger 330XLHD\",'330XLHD-Imperial'!F128,IF($F$11=\"Recharger 902HD\",'902HD-Imperial'!I128,IF($F$11=\"Contactor Field Drain C-4HD\",'C-4HD-Imperial'!D128,IF($F$11=\"Recharger 180HD\",'180HD-Imperial'!F128,IF($F$11='Chamber Images'!$A$9,'360HD-Imperial'!I128,0))))))))","v":""},"",{"$f":"IF($F$11=\"Contactor 100HD\",'100HD-Imperial'!G128,IF($F$11=\"Recharger 150XLHD\",'150XLHD-Imperial'!G128,IF($F$11=\"Recharger 280HD\",'280HD-Imperial'!G128,IF($F$11=\"Recharger 330XLHD\",'330XLHD-Imperial'!G128,IF($F$11=\"Recharger 902HD\",'902HD-Imperial'!J128,IF($F$11=\"Contactor Field Drain C-4HD\",'C-4HD-Imperial'!E128,IF($F$11=\"Recharger 180HD\",'180HD-Imperial'!G128,IF($F$11='Chamber Images'!$A$9,'360HD-Imperial'!J128,0))))))))","v":""},"",{"$f":"IF($F$11=\"Contactor 100HD\",'100HD-Imperial'!H128,IF($F$11=\"Recharger 150XLHD\",'150XLHD-Imperial'!H128,IF($F$11=\"Recharger 280HD\",'280HD-Imperial'!H128,IF($F$11=\"Recharger 330XLHD\",'330XLHD-Imperial'!H128,IF($F$11=\"Recharger 902HD\",'902HD-Imperial'!K128,IF($F$11=\"Contactor Field Drain C-4HD\",'C-4HD-Imperial'!F128,IF($F$11=\"Recharger 180HD\",'180HD-Imperial'!H128,IF($F$11='Chamber Images'!$A$9,'360HD-Imperial'!K128,0))))))))","v":""},"",{"$f":"IF($F$11=\"Contactor 100HD\",'100HD-Imperial'!I128,IF($F$11=\"Recharger 150XLHD\",'150XLHD-Imperial'!I128,IF($F$11=\"Recharger 280HD\",'280HD-Imperial'!I128,IF($F$11=\"Recharger 330XLHD\",'330XLHD-Imperial'!I128,IF($F$11=\"Recharger 902HD\",'902HD-Imperial'!L128,IF($F$11=\"Contactor Field Drain C-4HD\",'C-4HD-Imperial'!G128,IF($F$11=\"Recharger 180HD\",'180HD-Imperial'!I128,IF($F$11='Chamber Images'!$A$9,'360HD-Imperial'!L128,0))))))))","v":""},"",{"$f":"IF($F$11=\"Contactor 100HD\",'100HD-Imperial'!J128,IF($F$11=\"Recharger 150XLHD\",'150XLHD-Imperial'!J128,IF($F$11=\"Recharger 280HD\",'280HD-Imperial'!J128,IF($F$11=\"Recharger 330XLHD\",'330XLHD-Imperial'!J128,IF($F$11=\"Recharger 902HD\",'902HD-Imperial'!M128,IF($F$11=\"Recharger 180HD\",'180HD-Imperial'!J128,IF($F$11='Chamber Images'!$A$9,'360HD-Imperial'!M128,IF($F$11='Chamber Images'!A114,'C-4HD-Imperial'!H128,\"\"))))))))","v":""}]
[null,{"$f":"IF($F$11=\"Contactor 100HD\",'100HD-Imperial'!A129,IF($F$11=\"Recharger 150XLHD\",'150XLHD-Imperial'!A129,IF($F$11=\"Recharger 280HD\",'280HD-Imperial'!A129,IF($F$11=\"Recharger 330XLHD\",'330XLHD-Imperial'!A129,IF($F$11=\"Recharger 902HD\",'902HD-Imperial'!A129,IF($F$11=\"Contactor Field Drain C-4HD\",'C-4HD-Imperial'!A129,IF($F$11=\"Recharger 180HD\",'180HD-Imperial'!A129,IF($F$11='Chamber Images'!$A$9,'360HD-Imperial'!A129))))))))","v":-45},-1143,{"$f":"IF($F$11=\"Contactor 100HD\",'100HD-Imperial'!D129,IF($F$11=\"Recharger 150XLHD\",'150XLHD-Imperial'!D129,IF($F$11=\"Recharger 280HD\",'280HD-Imperial'!D129,IF($F$11=\"Recharger 330XLHD\",'330XLHD-Imperial'!D129,IF($F$11=\"Recharger 902HD\",'902HD-Imperial'!G129,IF($F$11=\"Contactor Field Drain C-4HD\",'C-4HD-Imperial'!C129,IF($F$11=\"Recharger 180HD\",'180HD-Imperial'!D129,IF($F$11='Chamber Images'!$A$9,'360HD-Imperial'!G129,0))))))))","v":""},"",{"$f":"IF($F$11=\"Contactor 100HD\",'100HD-Imperial'!E129,IF($F$11=\"Recharger 150XLHD\",'150XLHD-Imperial'!E129,IF($F$11=\"Recharger 280HD\",'280HD-Imperial'!E129,IF($F$11=\"Recharger 330XLHD\",'330XLHD-Imperial'!E129,IF($F$11=\"Recharger 902HD\",'902HD-Imperial'!H129,IF($F$11=\"Recharger 180HD\",'180HD-Imperial'!C129,IF($F$11='Chamber Images'!$A$9,'360HD-Imperial'!H129,\"\")))))))","v":""},"",{"$f":"IF($F$11=\"Contactor 100HD\",'100HD-Imperial'!F129,IF($F$11=\"Recharger 150XLHD\",'150XLHD-Imperial'!F129,IF($F$11=\"Recharger 280HD\",'280HD-Imperial'!F129,IF($F$11=\"Recharger 330XLHD\",'330XLHD-Imperial'!F129,IF($F$11=\"Recharger 902HD\",'902HD-Imperial'!I129,IF($F$11=\"Contactor Field Drain C-4HD\",'C-4HD-Imperial'!D129,IF($F$11=\"Recharger 180HD\",'180HD-Imperial'!F129,IF($F$11='Chamber Images'!$A$9,'360HD-Imperial'!I129,0))))))))","v":""},"",{"$f":"IF($F$11=\"Contactor 100HD\",'100HD-Imperial'!G129,IF($F$11=\"Recharger 150XLHD\",'150XLHD-Imperial'!G129,IF($F$11=\"Recharger 280HD\",'280HD-Imperial'!G129,IF($F$11=\"Recharger 330XLHD\",'330XLHD-Imperial'!G129,IF($F$11=\"Recharger 902HD\",'902HD-Imperial'!J129,IF($F$11=\"Contactor Field Drain C-4HD\",'C-4HD-Imperial'!E129,IF($F$11=\"Recharger 180HD\",'180HD-Imperial'!G129,IF($F$11='Chamber Images'!$A$9,'360HD-Imperial'!J129,0))))))))","v":""},"",{"$f":"IF($F$11=\"Contactor 100HD\",'100HD-Imperial'!H129,IF($F$11=\"Recharger 150XLHD\",'150XLHD-Imperial'!H129,IF($F$11=\"Recharger 280HD\",'280HD-Imperial'!H129,IF($F$11=\"Recharger 330XLHD\",'330XLHD-Imperial'!H129,IF($F$11=\"Recharger 902HD\",'902HD-Imperial'!K129,IF($F$11=\"Contactor Field Drain C-4HD\",'C-4HD-Imperial'!F129,IF($F$11=\"Recharger 180HD\",'180HD-Imperial'!H129,IF($F$11='Chamber Images'!$A$9,'360HD-Imperial'!K129,0))))))))","v":""},"",{"$f":"IF($F$11=\"Contactor 100HD\",'100HD-Imperial'!I129,IF($F$11=\"Recharger 150XLHD\",'150XLHD-Imperial'!I129,IF($F$11=\"Recharger 280HD\",'280HD-Imperial'!I129,IF($F$11=\"Recharger 330XLHD\",'330XLHD-Imperial'!I129,IF($F$11=\"Recharger 902HD\",'902HD-Imperial'!L129,IF($F$11=\"Contactor Field Drain C-4HD\",'C-4HD-Imperial'!G129,IF($F$11=\"Recharger 180HD\",'180HD-Imperial'!I129,IF($F$11='Chamber Images'!$A$9,'360HD-Imperial'!L129,0))))))))","v":""},"",{"$f":"IF($F$11=\"Contactor 100HD\",'100HD-Imperial'!J129,IF($F$11=\"Recharger 150XLHD\",'150XLHD-Imperial'!J129,IF($F$11=\"Recharger 280HD\",'280HD-Imperial'!J129,IF($F$11=\"Recharger 330XLHD\",'330XLHD-Imperial'!J129,IF($F$11=\"Recharger 902HD\",'902HD-Imperial'!M129,IF($F$11=\"Recharger 180HD\",'180HD-Imperial'!J129,IF($F$11='Chamber Images'!$A$9,'360HD-Imperial'!M129,IF($F$11='Chamber Images'!A115,'C-4HD-Imperial'!H129,\"\"))))))))","v":""}]
[null,{"$f":"IF($F$11=\"Contactor 100HD\",'100HD-Imperial'!A130,IF($F$11=\"Recharger 150XLHD\",'150XLHD-Imperial'!A130,IF($F$11=\"Recharger 280HD\",'280HD-Imperial'!A130,IF($F$11=\"Recharger 330XLHD\",'330XLHD-Imperial'!A130,IF($F$11=\"Recharger 902HD\",'902HD-Imperial'!A130,IF($F$11=\"Contactor Field Drain C-4HD\",'C-4HD-Imperial'!A130,IF($F$11=\"Recharger 180HD\",'180HD-Imperial'!A130,IF($F$11='Chamber Images'!$A$9,'360HD-Imperial'!A130))))))))","v":-46},-1168.3999999999999,{"$f":"IF($F$11=\"Contactor 100HD\",'100HD-Imperial'!D130,IF($F$11=\"Recharger 150XLHD\",'150XLHD-Imperial'!D130,IF($F$11=\"Recharger 280HD\",'280HD-Imperial'!D130,IF($F$11=\"Recharger 330XLHD\",'330XLHD-Imperial'!D130,IF($F$11=\"Recharger 902HD\",'902HD-Imperial'!G130,IF($F$11=\"Contactor Field Drain C-4HD\",'C-4HD-Imperial'!C130,IF($F$11=\"Recharger 180HD\",'180HD-Imperial'!D130,IF($F$11='Chamber Images'!$A$9,'360HD-Imperial'!G130,0))))))))","v":""},"",{"$f":"IF($F$11=\"Contactor 100HD\",'100HD-Imperial'!E130,IF($F$11=\"Recharger 150XLHD\",'150XLHD-Imperial'!E130,IF($F$11=\"Recharger 280HD\",'280HD-Imperial'!E130,IF($F$11=\"Recharger 330XLHD\",'330XLHD-Imperial'!E130,IF($F$11=\"Recharger 902HD\",'902HD-Imperial'!H130,IF($F$11=\"Recharger 180HD\",'180HD-Imperial'!C130,IF($F$11='Chamber Images'!$A$9,'360HD-Imperial'!H130,\"\")))))))","v":""},"",{"$f":"IF($F$11=\"Contactor 100HD\",'100HD-Imperial'!F130,IF($F$11=\"Recharger 150XLHD\",'150XLHD-Imperial'!F130,IF($F$11=\"Recharger 280HD\",'280HD-Imperial'!F130,IF($F$11=\"Recharger 330XLHD\",'330XLHD-Imperial'!F130,IF($F$11=\"Recharger 902HD\",'902HD-Imperial'!I130,IF($F$11=\"Contactor Field Drain C-4HD\",'C-4HD-Imperial'!D130,IF($F$11=\"Recharger 180HD\",'180HD-Imperial'!F130,IF($F$11='Chamber Images'!$A$9,'360HD-Imperial'!I130,0))))))))","v":""},"",{"$f":"IF($F$11=\"Contactor 100HD\",'100HD-Imperial'!G130,IF($F$11=\"Recharger 150XLHD\",'150XLHD-Imperial'!G130,IF($F$11=\"Recharger 280HD\",'280HD-Imperial'!G130,IF($F$11=\"Recharger 330XLHD\",'330XLHD-Imperial'!G130,IF($F$11=\"Recharger 902HD\",'902HD-Imperial'!J130,IF($F$11=\"Contactor Field Drain C-4HD\",'C-4HD-Imperial'!E130,IF($F$11=\"Recharger 180HD\",'180HD-Imperial'!G130,IF($F$11='Chamber Images'!$A$9,'360HD-Imperial'!J130,0))))))))","v":""},"",{"$f":"IF($F$11=\"Contactor 100HD\",'100HD-Imperial'!H130,IF($F$11=\"Recharger 150XLHD\",'150XLHD-Imperial'!H130,IF($F$11=\"Recharger 280HD\",'280HD-Imperial'!H130,IF($F$11=\"Recharger 330XLHD\",'330XLHD-Imperial'!H130,IF($F$11=\"Recharger 902HD\",'902HD-Imperial'!K130,IF($F$11=\"Contactor Field Drain C-4HD\",'C-4HD-Imperial'!F130,IF($F$11=\"Recharger 180HD\",'180HD-Imperial'!H130,IF($F$11='Chamber Images'!$A$9,'360HD-Imperial'!K130,0))))))))","v":""},"",{"$f":"IF($F$11=\"Contactor 100HD\",'100HD-Imperial'!I130,IF($F$11=\"Recharger 150XLHD\",'150XLHD-Imperial'!I130,IF($F$11=\"Recharger 280HD\",'280HD-Imperial'!I130,IF($F$11=\"Recharger 330XLHD\",'330XLHD-Imperial'!I130,IF($F$11=\"Recharger 902HD\",'902HD-Imperial'!L130,IF($F$11=\"Contactor Field Drain C-4HD\",'C-4HD-Imperial'!G130,IF($F$11=\"Recharger 180HD\",'180HD-Imperial'!I130,IF($F$11='Chamber Images'!$A$9,'360HD-Imperial'!L130,0))))))))","v":""},"",{"$f":"IF($F$11=\"Contactor 100HD\",'100HD-Imperial'!J130,IF($F$11=\"Recharger 150XLHD\",'150XLHD-Imperial'!J130,IF($F$11=\"Recharger 280HD\",'280HD-Imperial'!J130,IF($F$11=\"Recharger 330XLHD\",'330XLHD-Imperial'!J130,IF($F$11=\"Recharger 902HD\",'902HD-Imperial'!M130,IF($F$11=\"Recharger 180HD\",'180HD-Imperial'!J130,IF($F$11='Chamber Images'!$A$9,'360HD-Imperial'!M130,IF($F$11='Chamber Images'!A116,'C-4HD-Imperial'!H130,\"\"))))))))","v":""}]
[null,{"$f":"IF($F$11=\"Contactor 100HD\",'100HD-Imperial'!A131,IF($F$11=\"Recharger 150XLHD\",'150XLHD-Imperial'!A131,IF($F$11=\"Recharger 280HD\",'280HD-Imperial'!A131,IF($F$11=\"Recharger 330XLHD\",'330XLHD-Imperial'!A131,IF($F$11=\"Recharger 902HD\",'902HD-Imperial'!A131,IF($F$11=\"Contactor Field Drain C-4HD\",'C-4HD-Imperial'!A131,IF($F$11=\"Recharger 180HD\",'180HD-Imperial'!A131,IF($F$11='Chamber Images'!$A$9,'360HD-Imperial'!A131))))))))","v":-47},-1193.8,{"$f":"IF($F$11=\"Contactor 100HD\",'100HD-Imperial'!D131,IF($F$11=\"Recharger 150XLHD\",'150XLHD-Imperial'!D131,IF($F$11=\"Recharger 280HD\",'280HD-Imperial'!D131,IF($F$11=\"Recharger 330XLHD\",'330XLHD-Imperial'!D131,IF($F$11=\"Recharger 902HD\",'902HD-Imperial'!G131,IF($F$11=\"Contactor Field Drain C-4HD\",'C-4HD-Imperial'!C131,IF($F$11=\"Recharger 180HD\",'180HD-Imperial'!D131,IF($F$11='Chamber Images'!$A$9,'360HD-Imperial'!G131,0))))))))","v":""},"",{"$f":"IF($F$11=\"Contactor 100HD\",'100HD-Imperial'!E131,IF($F$11=\"Recharger 150XLHD\",'150XLHD-Imperial'!E131,IF($F$11=\"Recharger 280HD\",'280HD-Imperial'!E131,IF($F$11=\"Recharger 330XLHD\",'330XLHD-Imperial'!E131,IF($F$11=\"Recharger 902HD\",'902HD-Imperial'!H131,IF($F$11=\"Recharger 180HD\",'180HD-Imperial'!C131,IF($F$11='Chamber Images'!$A$9,'360HD-Imperial'!H131,\"\")))))))","v":""},"",{"$f":"IF($F$11=\"Contactor 100HD\",'100HD-Imperial'!F131,IF($F$11=\"Recharger 150XLHD\",'150XLHD-Imperial'!F131,IF($F$11=\"Recharger 280HD\",'280HD-Imperial'!F131,IF($F$11=\"Recharger 330XLHD\",'330XLHD-Imperial'!F131,IF($F$11=\"Recharger 902HD\",'902HD-Imperial'!I131,IF($F$11=\"Contactor Field Drain C-4HD\",'C-4HD-Imperial'!D131,IF($F$11=\"Recharger 180HD\",'180HD-Imperial'!F131,IF($F$11='Chamber Images'!$A$9,'360HD-Imperial'!I131,0))))))))","v":""},"",{"$f":"IF($F$11=\"Contactor 100HD\",'100HD-Imperial'!G131,IF($F$11=\"Recharger 150XLHD\",'150XLHD-Imperial'!G131,IF($F$11=\"Recharger 280HD\",'280HD-Imperial'!G131,IF($F$11=\"Recharger 330XLHD\",'330XLHD-Imperial'!G131,IF($F$11=\"Recharger 902HD\",'902HD-Imperial'!J131,IF($F$11=\"Contactor Field Drain C-4HD\",'C-4HD-Imperial'!E131,IF($F$11=\"Recharger 180HD\",'180HD-Imperial'!G131,IF($F$11='Chamber Images'!$A$9,'360HD-Imperial'!J131,0))))))))","v":""},"",{"$f":"IF($F$11=\"Contactor 100HD\",'100HD-Imperial'!H131,IF($F$11=\"Recharger 150XLHD\",'150XLHD-Imperial'!H131,IF($F$11=\"Recharger 280HD\",'280HD-Imperial'!H131,IF($F$11=\"Recharger 330XLHD\",'330XLHD-Imperial'!H131,IF($F$11=\"Recharger 902HD\",'902HD-Imperial'!K131,IF($F$11=\"Contactor Field Drain C-4HD\",'C-4HD-Imperial'!F131,IF($F$11=\"Recharger 180HD\",'180HD-Imperial'!H131,IF($F$11='Chamber Images'!$A$9,'360HD-Imperial'!K131,0))))))))","v":""},"",{"$f":"IF($F$11=\"Contactor 100HD\",'100HD-Imperial'!I131,IF($F$11=\"Recharger 150XLHD\",'150XLHD-Imperial'!I131,IF($F$11=\"Recharger 280HD\",'280HD-Imperial'!I131,IF($F$11=\"Recharger 330XLHD\",'330XLHD-Imperial'!I131,IF($F$11=\"Recharger 902HD\",'902HD-Imperial'!L131,IF($F$11=\"Contactor Field Drain C-4HD\",'C-4HD-Imperial'!G131,IF($F$11=\"Recharger 180HD\",'180HD-Imperial'!I131,IF($F$11='Chamber Images'!$A$9,'360HD-Imperial'!L131,0))))))))","v":""},"",{"$f":"IF($F$11=\"Contactor 100HD\",'100HD-Imperial'!J131,IF($F$11=\"Recharger 150XLHD\",'150XLHD-Imperial'!J131,IF($F$11=\"Recharger 280HD\",'280HD-Imperial'!J131,IF($F$11=\"Recharger 330XLHD\",'330XLHD-Imperial'!J131,IF($F$11=\"Recharger 902HD\",'902HD-Imperial'!M131,IF($F$11=\"Recharger 180HD\",'180HD-Imperial'!J131,IF($F$11='Chamber Images'!$A$9,'360HD-Imperial'!M131,IF($F$11='Chamber Images'!A117,'C-4HD-Imperial'!H131,\"\"))))))))","v":""}]
[null,{"$f":"IF($F$11=\"Contactor 100HD\",'100HD-Imperial'!A132,IF($F$11=\"Recharger 150XLHD\",'150XLHD-Imperial'!A132,IF($F$11=\"Recharger 280HD\",'280HD-Imperial'!A132,IF($F$11=\"Recharger 330XLHD\",'330XLHD-Imperial'!A132,IF($F$11=\"Recharger 902HD\",'902HD-Imperial'!A132,IF($F$11=\"Contactor Field Drain C-4HD\",'C-4HD-Imperial'!A132,IF($F$11=\"Recharger 180HD\",'180HD-Imperial'!A132,IF($F$11='Chamber Images'!$A$9,'360HD-Imperial'!A132))))))))","v":-48},-1219.1999999999998,{"$f":"IF($F$11=\"Contactor 100HD\",'100HD-Imperial'!D132,IF($F$11=\"Recharger 150XLHD\",'150XLHD-Imperial'!D132,IF($F$11=\"Recharger 280HD\",'280HD-Imperial'!D132,IF($F$11=\"Recharger 330XLHD\",'330XLHD-Imperial'!D132,IF($F$11=\"Recharger 902HD\",'902HD-Imperial'!G132,IF($F$11=\"Contactor Field Drain C-4HD\",'C-4HD-Imperial'!C132,IF($F$11=\"Recharger 180HD\",'180HD-Imperial'!D132,IF($F$11='Chamber Images'!$A$9,'360HD-Imperial'!G132,0))))))))","v":""},"",{"$f":"IF($F$11=\"Contactor 100HD\",'100HD-Imperial'!E132,IF($F$11=\"Recharger 150XLHD\",'150XLHD-Imperial'!E132,IF($F$11=\"Recharger 280HD\",'280HD-Imperial'!E132,IF($F$11=\"Recharger 330XLHD\",'330XLHD-Imperial'!E132,IF($F$11=\"Recharger 902HD\",'902HD-Imperial'!H132,IF($F$11=\"Recharger 180HD\",'180HD-Imperial'!C132,IF($F$11='Chamber Images'!$A$9,'360HD-Imperial'!H132,\"\")))))))","v":""},"",{"$f":"IF($F$11=\"Contactor 100HD\",'100HD-Imperial'!F132,IF($F$11=\"Recharger 150XLHD\",'150XLHD-Imperial'!F132,IF($F$11=\"Recharger 280HD\",'280HD-Imperial'!F132,IF($F$11=\"Recharger 330XLHD\",'330XLHD-Imperial'!F132,IF($F$11=\"Recharger 902HD\",'902HD-Imperial'!I132,IF($F$11=\"Contactor Field Drain C-4HD\",'C-4HD-Imperial'!D132,IF($F$11=\"Recharger 180HD\",'180HD-Imperial'!F132,IF($F$11='Chamber Images'!$A$9,'360HD-Imperial'!I132,0))))))))","v":""},"",{"$f":"IF($F$11=\"Contactor 100HD\",'100HD-Imperial'!G132,IF($F$11=\"Recharger 150XLHD\",'150XLHD-Imperial'!G132,IF($F$11=\"Recharger 280HD\",'280HD-Imperial'!G132,IF($F$11=\"Recharger 330XLHD\",'330XLHD-Imperial'!G132,IF($F$11=\"Recharger 902HD\",'902HD-Imperial'!J132,IF($F$11=\"Contactor Field Drain C-4HD\",'C-4HD-Imperial'!E132,IF($F$11=\"Recharger 180HD\",'180HD-Imperial'!G132,IF($F$11='Chamber Images'!$A$9,'360HD-Imperial'!J132,0))))))))","v":""},"",{"$f":"IF($F$11=\"Contactor 100HD\",'100HD-Imperial'!H132,IF($F$11=\"Recharger 150XLHD\",'150XLHD-Imperial'!H132,IF($F$11=\"Recharger 280HD\",'280HD-Imperial'!H132,IF($F$11=\"Recharger 330XLHD\",'330XLHD-Imperial'!H132,IF($F$11=\"Recharger 902HD\",'902HD-Imperial'!K132,IF($F$11=\"Contactor Field Drain C-4HD\",'C-4HD-Imperial'!F132,IF($F$11=\"Recharger 180HD\",'180HD-Imperial'!H132,IF($F$11='Chamber Images'!$A$9,'360HD-Imperial'!K132,0))))))))","v":""},"",{"$f":"IF($F$11=\"Contactor 100HD\",'100HD-Imperial'!I132,IF($F$11=\"Recharger 150XLHD\",'150XLHD-Imperial'!I132,IF($F$11=\"Recharger 280HD\",'280HD-Imperial'!I132,IF($F$11=\"Recharger 330XLHD\",'330XLHD-Imperial'!I132,IF($F$11=\"Recharger 902HD\",'902HD-Imperial'!L132,IF($F$11=\"Contactor Field Drain C-4HD\",'C-4HD-Imperial'!G132,IF($F$11=\"Recharger 180HD\",'180HD-Imperial'!I132,IF($F$11='Chamber Images'!$A$9,'360HD-Imperial'!L132,0))))))))","v":""},"",{"$f":"IF($F$11=\"Contactor 100HD\",'100HD-Imperial'!J132,IF($F$11=\"Recharger 150XLHD\",'150XLHD-Imperial'!J132,IF($F$11=\"Recharger 280HD\",'280HD-Imperial'!J132,IF($F$11=\"Recharger 330XLHD\",'330XLHD-Imperial'!J132,IF($F$11=\"Recharger 902HD\",'902HD-Imperial'!M132,IF($F$11=\"Recharger 180HD\",'180HD-Imperial'!J132,IF($F$11='Chamber Images'!$A$9,'360HD-Imperial'!M132,IF($F$11='Chamber Images'!A118,'C-4HD-Imperial'!H132,\"\"))))))))","v":""}]
[null,{"$f":"IF($F$11=\"Contactor 100HD\",'100HD-Imperial'!A133,IF($F$11=\"Recharger 150XLHD\",'150XLHD-Imperial'!A133,IF($F$11=\"Recharger 280HD\",'280HD-Imperial'!A133,IF($F$11=\"Recharger 330XLHD\",'330XLHD-Imperial'!A133,IF($F$11=\"Recharger 902HD\",'902HD-Imperial'!A133,IF($F$11=\"Contactor Field Drain C-4HD\",'C-4HD-Imperial'!A133,IF($F$11=\"Recharger 180HD\",'180HD-Imperial'!A133,IF($F$11='Chamber Images'!$A$9,'360HD-Imperial'!A133))))))))","v":-49},-1244.5999999999999,{"$f":"IF($F$11=\"Contactor 100HD\",'100HD-Imperial'!D133,IF($F$11=\"Recharger 150XLHD\",'150XLHD-Imperial'!D133,IF($F$11=\"Recharger 280HD\",'280HD-Imperial'!D133,IF($F$11=\"Recharger 330XLHD\",'330XLHD-Imperial'!D133,IF($F$11=\"Recharger 902HD\",'902HD-Imperial'!G133,IF($F$11=\"Contactor Field Drain C-4HD\",'C-4HD-Imperial'!C133,IF($F$11=\"Recharger 180HD\",'180HD-Imperial'!D133,IF($F$11='Chamber Images'!$A$9,'360HD-Imperial'!G133,0))))))))","v":""},"",{"$f":"IF($F$11=\"Contactor 100HD\",'100HD-Imperial'!E133,IF($F$11=\"Recharger 150XLHD\",'150XLHD-Imperial'!E133,IF($F$11=\"Recharger 280HD\",'280HD-Imperial'!E133,IF($F$11=\"Recharger 330XLHD\",'330XLHD-Imperial'!E133,IF($F$11=\"Recharger 902HD\",'902HD-Imperial'!H133,IF($F$11=\"Recharger 180HD\",'180HD-Imperial'!C133,IF($F$11='Chamber Images'!$A$9,'360HD-Imperial'!H133,\"\")))))))","v":""},"",{"$f":"IF($F$11=\"Contactor 100HD\",'100HD-Imperial'!F133,IF($F$11=\"Recharger 150XLHD\",'150XLHD-Imperial'!F133,IF($F$11=\"Recharger 280HD\",'280HD-Imperial'!F133,IF($F$11=\"Recharger 330XLHD\",'330XLHD-Imperial'!F133,IF($F$11=\"Recharger 902HD\",'902HD-Imperial'!I133,IF($F$11=\"Contactor Field Drain C-4HD\",'C-4HD-Imperial'!D133,IF($F$11=\"Recharger 180HD\",'180HD-Imperial'!F133,IF($F$11='Chamber Images'!$A$9,'360HD-Imperial'!I133,0))))))))","v":""},"",{"$f":"IF($F$11=\"Contactor 100HD\",'100HD-Imperial'!G133,IF($F$11=\"Recharger 150XLHD\",'150XLHD-Imperial'!G133,IF($F$11=\"Recharger 280HD\",'280HD-Imperial'!G133,IF($F$11=\"Recharger 330XLHD\",'330XLHD-Imperial'!G133,IF($F$11=\"Recharger 902HD\",'902HD-Imperial'!J133,IF($F$11=\"Contactor Field Drain C-4HD\",'C-4HD-Imperial'!E133,IF($F$11=\"Recharger 180HD\",'180HD-Imperial'!G133,IF($F$11='Chamber Images'!$A$9,'360HD-Imperial'!J133,0))))))))","v":""},"",{"$f":"IF($F$11=\"Contactor 100HD\",'100HD-Imperial'!H133,IF($F$11=\"Recharger 150XLHD\",'150XLHD-Imperial'!H133,IF($F$11=\"Recharger 280HD\",'280HD-Imperial'!H133,IF($F$11=\"Recharger 330XLHD\",'330XLHD-Imperial'!H133,IF($F$11=\"Recharger 902HD\",'902HD-Imperial'!K133,IF($F$11=\"Contactor Field Drain C-4HD\",'C-4HD-Imperial'!F133,IF($F$11=\"Recharger 180HD\",'180HD-Imperial'!H133,IF($F$11='Chamber Images'!$A$9,'360HD-Imperial'!K133,0))))))))","v":""},"",{"$f":"IF($F$11=\"Contactor 100HD\",'100HD-Imperial'!I133,IF($F$11=\"Recharger 150XLHD\",'150XLHD-Imperial'!I133,IF($F$11=\"Recharger 280HD\",'280HD-Imperial'!I133,IF($F$11=\"Recharger 330XLHD\",'330XLHD-Imperial'!I133,IF($F$11=\"Recharger 902HD\",'902HD-Imperial'!L133,IF($F$11=\"Contactor Field Drain C-4HD\",'C-4HD-Imperial'!G133,IF($F$11=\"Recharger 180HD\",'180HD-Imperial'!I133,IF($F$11='Chamber Images'!$A$9,'360HD-Imperial'!L133,0))))))))","v":""},"",{"$f":"IF($F$11=\"Contactor 100HD\",'100HD-Imperial'!J133,IF($F$11=\"Recharger 150XLHD\",'150XLHD-Imperial'!J133,IF($F$11=\"Recharger 280HD\",'280HD-Imperial'!J133,IF($F$11=\"Recharger 330XLHD\",'330XLHD-Imperial'!J133,IF($F$11=\"Recharger 902HD\",'902HD-Imperial'!M133,IF($F$11=\"Recharger 180HD\",'180HD-Imperial'!J133,IF($F$11='Chamber Images'!$A$9,'360HD-Imperial'!M133,IF($F$11='Chamber Images'!A119,'C-4HD-Imperial'!H133,\"\"))))))))","v":""}]
[null,{"$f":"IF($F$11=\"Contactor 100HD\",'100HD-Imperial'!A134,IF($F$11=\"Recharger 150XLHD\",'150XLHD-Imperial'!A134,IF($F$11=\"Recharger 280HD\",'280HD-Imperial'!A134,IF($F$11=\"Recharger 330XLHD\",'330XLHD-Imperial'!A134,IF($F$11=\"Recharger 902HD\",'902HD-Imperial'!A134,IF($F$11=\"Contactor Field Drain C-4HD\",'C-4HD-Imperial'!A134,IF($F$11=\"Recharger 180HD\",'180HD-Imperial'!A134,IF($F$11='Chamber Images'!$A$9,'360HD-Imperial'!A134))))))))","v":-50},-1270,{"$f":"IF($F$11=\"Contactor 100HD\",'100HD-Imperial'!D134,IF($F$11=\"Recharger 150XLHD\",'150XLHD-Imperial'!D134,IF($F$11=\"Recharger 280HD\",'280HD-Imperial'!D134,IF($F$11=\"Recharger 330XLHD\",'330XLHD-Imperial'!D134,IF($F$11=\"Recharger 902HD\",'902HD-Imperial'!G134,IF($F$11=\"Contactor Field Drain C-4HD\",'C-4HD-Imperial'!C134,IF($F$11=\"Recharger 180HD\",'180HD-Imperial'!D134,IF($F$11='Chamber Images'!$A$9,'360HD-Imperial'!G134,0))))))))","v":""},"",{"$f":"IF($F$11=\"Contactor 100HD\",'100HD-Imperial'!E134,IF($F$11=\"Recharger 150XLHD\",'150XLHD-Imperial'!E134,IF($F$11=\"Recharger 280HD\",'280HD-Imperial'!E134,IF($F$11=\"Recharger 330XLHD\",'330XLHD-Imperial'!E134,IF($F$11=\"Recharger 902HD\",'902HD-Imperial'!H134,IF($F$11=\"Recharger 180HD\",'180HD-Imperial'!C134,IF($F$11='Chamber Images'!$A$9,'360HD-Imperial'!H134,\"\")))))))","v":""},"",{"$f":"IF($F$11=\"Contactor 100HD\",'100HD-Imperial'!F134,IF($F$11=\"Recharger 150XLHD\",'150XLHD-Imperial'!F134,IF($F$11=\"Recharger 280HD\",'280HD-Imperial'!F134,IF($F$11=\"Recharger 330XLHD\",'330XLHD-Imperial'!F134,IF($F$11=\"Recharger 902HD\",'902HD-Imperial'!I134,IF($F$11=\"Contactor Field Drain C-4HD\",'C-4HD-Imperial'!D134,IF($F$11=\"Recharger 180HD\",'180HD-Imperial'!F134,IF($F$11='Chamber Images'!$A$9,'360HD-Imperial'!I134,0))))))))","v":""},"",{"$f":"IF($F$11=\"Contactor 100HD\",'100HD-Imperial'!G134,IF($F$11=\"Recharger 150XLHD\",'150XLHD-Imperial'!G134,IF($F$11=\"Recharger 280HD\",'280HD-Imperial'!G134,IF($F$11=\"Recharger 330XLHD\",'330XLHD-Imperial'!G134,IF($F$11=\"Recharger 902HD\",'902HD-Imperial'!J134,IF($F$11=\"Contactor Field Drain C-4HD\",'C-4HD-Imperial'!E134,IF($F$11=\"Recharger 180HD\",'180HD-Imperial'!G134,IF($F$11='Chamber Images'!$A$9,'360HD-Imperial'!J134,0))))))))","v":""},"",{"$f":"IF($F$11=\"Contactor 100HD\",'100HD-Imperial'!H134,IF($F$11=\"Recharger 150XLHD\",'150XLHD-Imperial'!H134,IF($F$11=\"Recharger 280HD\",'280HD-Imperial'!H134,IF($F$11=\"Recharger 330XLHD\",'330XLHD-Imperial'!H134,IF($F$11=\"Recharger 902HD\",'902HD-Imperial'!K134,IF($F$11=\"Contactor Field Drain C-4HD\",'C-4HD-Imperial'!F134,IF($F$11=\"Recharger 180HD\",'180HD-Imperial'!H134,IF($F$11='Chamber Images'!$A$9,'360HD-Imperial'!K134,0))))))))","v":""},"",{"$f":"IF($F$11=\"Contactor 100HD\",'100HD-Imperial'!I134,IF($F$11=\"Recharger 150XLHD\",'150XLHD-Imperial'!I134,IF($F$11=\"Recharger 280HD\",'280HD-Imperial'!I134,IF($F$11=\"Recharger 330XLHD\",'330XLHD-Imperial'!I134,IF($F$11=\"Recharger 902HD\",'902HD-Imperial'!L134,IF($F$11=\"Contactor Field Drain C-4HD\",'C-4HD-Imperial'!G134,IF($F$11=\"Recharger 180HD\",'180HD-Imperial'!I134,IF($F$11='Chamber Images'!$A$9,'360HD-Imperial'!L134,0))))))))","v":""},"",{"$f":"IF($F$11=\"Contactor 100HD\",'100HD-Imperial'!J134,IF($F$11=\"Recharger 150XLHD\",'150XLHD-Imperial'!J134,IF($F$11=\"Recharger 280HD\",'280HD-Imperial'!J134,IF($F$11=\"Recharger 330XLHD\",'330XLHD-Imperial'!J134,IF($F$11=\"Recharger 902HD\",'902HD-Imperial'!M134,IF($F$11=\"Recharger 180HD\",'180HD-Imperial'!J134,IF($F$11='Chamber Images'!$A$9,'360HD-Imperial'!M134,IF($F$11='Chamber Images'!A120,'C-4HD-Imperial'!H134,\"\"))))))))","v":""}]
[null,{"$f":"IF($F$11=\"Contactor 100HD\",'100HD-Imperial'!A135,IF($F$11=\"Recharger 150XLHD\",'150XLHD-Imperial'!A135,IF($F$11=\"Recharger 280HD\",'280HD-Imperial'!A135,IF($F$11=\"Recharger 330XLHD\",'330XLHD-Imperial'!A135,IF($F$11=\"Recharger 902HD\",'902HD-Imperial'!A135,IF($F$11=\"Contactor Field Drain C-4HD\",'C-4HD-Imperial'!A135,IF($F$11=\"Recharger 180HD\",'180HD-Imperial'!A135,IF($F$11='Chamber Images'!$A$9,'360HD-Imperial'!A135))))))))","v":-51},-1295.3999999999999,{"$f":"IF($F$11=\"Contactor 100HD\",'100HD-Imperial'!D135,IF($F$11=\"Recharger 150XLHD\",'150XLHD-Imperial'!D135,IF($F$11=\"Recharger 280HD\",'280HD-Imperial'!D135,IF($F$11=\"Recharger 330XLHD\",'330XLHD-Imperial'!D135,IF($F$11=\"Recharger 902HD\",'902HD-Imperial'!G135,IF($F$11=\"Contactor Field Drain C-4HD\",'C-4HD-Imperial'!C135,IF($F$11=\"Recharger 180HD\",'180HD-Imperial'!D135,IF($F$11='Chamber Images'!$A$9,'360HD-Imperial'!G135,0))))))))","v":""},"",{"$f":"IF($F$11=\"Contactor 100HD\",'100HD-Imperial'!E135,IF($F$11=\"Recharger 150XLHD\",'150XLHD-Imperial'!E135,IF($F$11=\"Recharger 280HD\",'280HD-Imperial'!E135,IF($F$11=\"Recharger 330XLHD\",'330XLHD-Imperial'!E135,IF($F$11=\"Recharger 902HD\",'902HD-Imperial'!H135,IF($F$11=\"Recharger 180HD\",'180HD-Imperial'!C135,IF($F$11='Chamber Images'!$A$9,'360HD-Imperial'!H135,\"\")))))))","v":""},"",{"$f":"IF($F$11=\"Contactor 100HD\",'100HD-Imperial'!F135,IF($F$11=\"Recharger 150XLHD\",'150XLHD-Imperial'!F135,IF($F$11=\"Recharger 280HD\",'280HD-Imperial'!F135,IF($F$11=\"Recharger 330XLHD\",'330XLHD-Imperial'!F135,IF($F$11=\"Recharger 902HD\",'902HD-Imperial'!I135,IF($F$11=\"Contactor Field Drain C-4HD\",'C-4HD-Imperial'!D135,IF($F$11=\"Recharger 180HD\",'180HD-Imperial'!F135,IF($F$11='Chamber Images'!$A$9,'360HD-Imperial'!I135,0))))))))","v":""},"",{"$f":"IF($F$11=\"Contactor 100HD\",'100HD-Imperial'!G135,IF($F$11=\"Recharger 150XLHD\",'150XLHD-Imperial'!G135,IF($F$11=\"Recharger 280HD\",'280HD-Imperial'!G135,IF($F$11=\"Recharger 330XLHD\",'330XLHD-Imperial'!G135,IF($F$11=\"Recharger 902HD\",'902HD-Imperial'!J135,IF($F$11=\"Contactor Field Drain C-4HD\",'C-4HD-Imperial'!E135,IF($F$11=\"Recharger 180HD\",'180HD-Imperial'!G135,IF($F$11='Chamber Images'!$A$9,'360HD-Imperial'!J135,0))))))))","v":""},"",{"$f":"IF($F$11=\"Contactor 100HD\",'100HD-Imperial'!H135,IF($F$11=\"Recharger 150XLHD\",'150XLHD-Imperial'!H135,IF($F$11=\"Recharger 280HD\",'280HD-Imperial'!H135,IF($F$11=\"Recharger 330XLHD\",'330XLHD-Imperial'!H135,IF($F$11=\"Recharger 902HD\",'902HD-Imperial'!K135,IF($F$11=\"Contactor Field Drain C-4HD\",'C-4HD-Imperial'!F135,IF($F$11=\"Recharger 180HD\",'180HD-Imperial'!H135,IF($F$11='Chamber Images'!$A$9,'360HD-Imperial'!K135,0))))))))","v":""},"",{"$f":"IF($F$11=\"Contactor 100HD\",'100HD-Imperial'!I135,IF($F$11=\"Recharger 150XLHD\",'150XLHD-Imperial'!I135,IF($F$11=\"Recharger 280HD\",'280HD-Imperial'!I135,IF($F$11=\"Recharger 330XLHD\",'330XLHD-Imperial'!I135,IF($F$11=\"Recharger 902HD\",'902HD-Imperial'!L135,IF($F$11=\"Contactor Field Drain C-4HD\",'C-4HD-Imperial'!G135,IF($F$11=\"Recharger 180HD\",'180HD-Imperial'!I135,IF($F$11='Chamber Images'!$A$9,'360HD-Imperial'!L135,0))))))))","v":""},"",{"$f":"IF($F$11=\"Contactor 100HD\",'100HD-Imperial'!J135,IF($F$11=\"Recharger 150XLHD\",'150XLHD-Imperial'!J135,IF($F$11=\"Recharger 280HD\",'280HD-Imperial'!J135,IF($F$11=\"Recharger 330XLHD\",'330XLHD-Imperial'!J135,IF($F$11=\"Recharger 902HD\",'902HD-Imperial'!M135,IF($F$11=\"Recharger 180HD\",'180HD-Imperial'!J135,IF($F$11='Chamber Images'!$A$9,'360HD-Imperial'!M135,IF($F$11='Chamber Images'!A121,'C-4HD-Imperial'!H135,\"\"))))))))","v":""}]
[null,{"$f":"IF($F$11=\"Contactor 100HD\",'100HD-Imperial'!A136,IF($F$11=\"Recharger 150XLHD\",'150XLHD-Imperial'!A136,IF($F$11=\"Recharger 280HD\",'280HD-Imperial'!A136,IF($F$11=\"Recharger 330XLHD\",'330XLHD-Imperial'!A136,IF($F$11=\"Recharger 902HD\",'902HD-Imperial'!A136,IF($F$11=\"Contactor Field Drain C-4HD\",'C-4HD-Imperial'!A136,IF($F$11=\"Recharger 180HD\",'180HD-Imperial'!A136,IF($F$11='Chamber Images'!$A$9,'360HD-Imperial'!A136))))))))","v":-52},-1320.8,{"$f":"IF($F$11=\"Contactor 100HD\",'100HD-Imperial'!D136,IF($F$11=\"Recharger 150XLHD\",'150XLHD-Imperial'!D136,IF($F$11=\"Recharger 280HD\",'280HD-Imperial'!D136,IF($F$11=\"Recharger 330XLHD\",'330XLHD-Imperial'!D136,IF($F$11=\"Recharger 902HD\",'902HD-Imperial'!G136,IF($F$11=\"Contactor Field Drain C-4HD\",'C-4HD-Imperial'!C136,IF($F$11=\"Recharger 180HD\",'180HD-Imperial'!D136,IF($F$11='Chamber Images'!$A$9,'360HD-Imperial'!G136,0))))))))","v":""},"",{"$f":"IF($F$11=\"Contactor 100HD\",'100HD-Imperial'!E136,IF($F$11=\"Recharger 150XLHD\",'150XLHD-Imperial'!E136,IF($F$11=\"Recharger 280HD\",'280HD-Imperial'!E136,IF($F$11=\"Recharger 330XLHD\",'330XLHD-Imperial'!E136,IF($F$11=\"Recharger 902HD\",'902HD-Imperial'!H136,IF($F$11=\"Recharger 180HD\",'180HD-Imperial'!C136,IF($F$11='Chamber Images'!$A$9,'360HD-Imperial'!H136,\"\")))))))","v":""},"",{"$f":"IF($F$11=\"Contactor 100HD\",'100HD-Imperial'!F136,IF($F$11=\"Recharger 150XLHD\",'150XLHD-Imperial'!F136,IF($F$11=\"Recharger 280HD\",'280HD-Imperial'!F136,IF($F$11=\"Recharger 330XLHD\",'330XLHD-Imperial'!F136,IF($F$11=\"Recharger 902HD\",'902HD-Imperial'!I136,IF($F$11=\"Contactor Field Drain C-4HD\",'C-4HD-Imperial'!D136,IF($F$11=\"Recharger 180HD\",'180HD-Imperial'!F136,IF($F$11='Chamber Images'!$A$9,'360HD-Imperial'!I136,0))))))))","v":""},"",{"$f":"IF($F$11=\"Contactor 100HD\",'100HD-Imperial'!G136,IF($F$11=\"Recharger 150XLHD\",'150XLHD-Imperial'!G136,IF($F$11=\"Recharger 280HD\",'280HD-Imperial'!G136,IF($F$11=\"Recharger 330XLHD\",'330XLHD-Imperial'!G136,IF($F$11=\"Recharger 902HD\",'902HD-Imperial'!J136,IF($F$11=\"Contactor Field Drain C-4HD\",'C-4HD-Imperial'!E136,IF($F$11=\"Recharger 180HD\",'180HD-Imperial'!G136,IF($F$11='Chamber Images'!$A$9,'360HD-Imperial'!J136,0))))))))","v":""},"",{"$f":"IF($F$11=\"Contactor 100HD\",'100HD-Imperial'!H136,IF($F$11=\"Recharger 150XLHD\",'150XLHD-Imperial'!H136,IF($F$11=\"Recharger 280HD\",'280HD-Imperial'!H136,IF($F$11=\"Recharger 330XLHD\",'330XLHD-Imperial'!H136,IF($F$11=\"Recharger 902HD\",'902HD-Imperial'!K136,IF($F$11=\"Contactor Field Drain C-4HD\",'C-4HD-Imperial'!F136,IF($F$11=\"Recharger 180HD\",'180HD-Imperial'!H136,IF($F$11='Chamber Images'!$A$9,'360HD-Imperial'!K136,0))))))))","v":""},"",{"$f":"IF($F$11=\"Contactor 100HD\",'100HD-Imperial'!I136,IF($F$11=\"Recharger 150XLHD\",'150XLHD-Imperial'!I136,IF($F$11=\"Recharger 280HD\",'280HD-Imperial'!I136,IF($F$11=\"Recharger 330XLHD\",'330XLHD-Imperial'!I136,IF($F$11=\"Recharger 902HD\",'902HD-Imperial'!L136,IF($F$11=\"Contactor Field Drain C-4HD\",'C-4HD-Imperial'!G136,IF($F$11=\"Recharger 180HD\",'180HD-Imperial'!I136,IF($F$11='Chamber Images'!$A$9,'360HD-Imperial'!L136,0))))))))","v":""},"",{"$f":"IF($F$11=\"Contactor 100HD\",'100HD-Imperial'!J136,IF($F$11=\"Recharger 150XLHD\",'150XLHD-Imperial'!J136,IF($F$11=\"Recharger 280HD\",'280HD-Imperial'!J136,IF($F$11=\"Recharger 330XLHD\",'330XLHD-Imperial'!J136,IF($F$11=\"Recharger 902HD\",'902HD-Imperial'!M136,IF($F$11=\"Recharger 180HD\",'180HD-Imperial'!J136,IF($F$11='Chamber Images'!$A$9,'360HD-Imperial'!M136,IF($F$11='Chamber Images'!A122,'C-4HD-Imperial'!H136,\"\"))))))))","v":""}]
[null,{"$f":"IF($F$11=\"Contactor 100HD\",'100HD-Imperial'!A137,IF($F$11=\"Recharger 150XLHD\",'150XLHD-Imperial'!A137,IF($F$11=\"Recharger 280HD\",'280HD-Imperial'!A137,IF($F$11=\"Recharger 330XLHD\",'330XLHD-Imperial'!A137,IF($F$11=\"Recharger 902HD\",'902HD-Imperial'!A137,IF($F$11=\"Contactor Field Drain C-4HD\",'C-4HD-Imperial'!A137,IF($F$11=\"Recharger 180HD\",'180HD-Imperial'!A137,IF($F$11='Chamber Images'!$A$9,'360HD-Imperial'!A137))))))))","v":-53},-1346.1999999999998,{"$f":"IF($F$11=\"Contactor 100HD\",'100HD-Imperial'!D137,IF($F$11=\"Recharger 150XLHD\",'150XLHD-Imperial'!D137,IF($F$11=\"Recharger 280HD\",'280HD-Imperial'!D137,IF($F$11=\"Recharger 330XLHD\",'330XLHD-Imperial'!D137,IF($F$11=\"Recharger 902HD\",'902HD-Imperial'!G137,IF($F$11=\"Contactor Field Drain C-4HD\",'C-4HD-Imperial'!C137,IF($F$11=\"Recharger 180HD\",'180HD-Imperial'!D137,IF($F$11='Chamber Images'!$A$9,'360HD-Imperial'!G137,0))))))))","v":""},"",{"$f":"IF($F$11=\"Contactor 100HD\",'100HD-Imperial'!E137,IF($F$11=\"Recharger 150XLHD\",'150XLHD-Imperial'!E137,IF($F$11=\"Recharger 280HD\",'280HD-Imperial'!E137,IF($F$11=\"Recharger 330XLHD\",'330XLHD-Imperial'!E137,IF($F$11=\"Recharger 902HD\",'902HD-Imperial'!H137,IF($F$11=\"Recharger 180HD\",'180HD-Imperial'!C137,IF($F$11='Chamber Images'!$A$9,'360HD-Imperial'!H137,\"\")))))))","v":""},"",{"$f":"IF($F$11=\"Contactor 100HD\",'100HD-Imperial'!F137,IF($F$11=\"Recharger 150XLHD\",'150XLHD-Imperial'!F137,IF($F$11=\"Recharger 280HD\",'280HD-Imperial'!F137,IF($F$11=\"Recharger 330XLHD\",'330XLHD-Imperial'!F137,IF($F$11=\"Recharger 902HD\",'902HD-Imperial'!I137,IF($F$11=\"Contactor Field Drain C-4HD\",'C-4HD-Imperial'!D137,IF($F$11=\"Recharger 180HD\",'180HD-Imperial'!F137,IF($F$11='Chamber Images'!$A$9,'360HD-Imperial'!I137,0))))))))","v":""},"",{"$f":"IF($F$11=\"Contactor 100HD\",'100HD-Imperial'!G137,IF($F$11=\"Recharger 150XLHD\",'150XLHD-Imperial'!G137,IF($F$11=\"Recharger 280HD\",'280HD-Imperial'!G137,IF($F$11=\"Recharger 330XLHD\",'330XLHD-Imperial'!G137,IF($F$11=\"Recharger 902HD\",'902HD-Imperial'!J137,IF($F$11=\"Contactor Field Drain C-4HD\",'C-4HD-Imperial'!E137,IF($F$11=\"Recharger 180HD\",'180HD-Imperial'!G137,IF($F$11='Chamber Images'!$A$9,'360HD-Imperial'!J137,0))))))))","v":""},"",{"$f":"IF($F$11=\"Contactor 100HD\",'100HD-Imperial'!H137,IF($F$11=\"Recharger 150XLHD\",'150XLHD-Imperial'!H137,IF($F$11=\"Recharger 280HD\",'280HD-Imperial'!H137,IF($F$11=\"Recharger 330XLHD\",'330XLHD-Imperial'!H137,IF($F$11=\"Recharger 902HD\",'902HD-Imperial'!K137,IF($F$11=\"Contactor Field Drain C-4HD\",'C-4HD-Imperial'!F137,IF($F$11=\"Recharger 180HD\",'180HD-Imperial'!H137,IF($F$11='Chamber Images'!$A$9,'360HD-Imperial'!K137,0))))))))","v":""},"",{"$f":"IF($F$11=\"Contactor 100HD\",'100HD-Imperial'!I137,IF($F$11=\"Recharger 150XLHD\",'150XLHD-Imperial'!I137,IF($F$11=\"Recharger 280HD\",'280HD-Imperial'!I137,IF($F$11=\"Recharger 330XLHD\",'330XLHD-Imperial'!I137,IF($F$11=\"Recharger 902HD\",'902HD-Imperial'!L137,IF($F$11=\"Contactor Field Drain C-4HD\",'C-4HD-Imperial'!G137,IF($F$11=\"Recharger 180HD\",'180HD-Imperial'!I137,IF($F$11='Chamber Images'!$A$9,'360HD-Imperial'!L137,0))))))))","v":""},"",{"$f":"IF($F$11=\"Contactor 100HD\",'100HD-Imperial'!J137,IF($F$11=\"Recharger 150XLHD\",'150XLHD-Imperial'!J137,IF($F$11=\"Recharger 280HD\",'280HD-Imperial'!J137,IF($F$11=\"Recharger 330XLHD\",'330XLHD-Imperial'!J137,IF($F$11=\"Recharger 902HD\",'902HD-Imperial'!M137,IF($F$11=\"Recharger 180HD\",'180HD-Imperial'!J137,IF($F$11='Chamber Images'!$A$9,'360HD-Imperial'!M137,IF($F$11='Chamber Images'!A123,'C-4HD-Imperial'!H137,\"\"))))))))","v":""}]
[null,{"$f":"IF($F$11=\"Contactor 100HD\",'100HD-Imperial'!A138,IF($F$11=\"Recharger 150XLHD\",'150XLHD-Imperial'!A138,IF($F$11=\"Recharger 280HD\",'280HD-Imperial'!A138,IF($F$11=\"Recharger 330XLHD\",'330XLHD-Imperial'!A138,IF($F$11=\"Recharger 902HD\",'902HD-Imperial'!A138,IF($F$11=\"Contactor Field Drain C-4HD\",'C-4HD-Imperial'!A138,IF($F$11=\"Recharger 180HD\",'180HD-Imperial'!A138,IF($F$11='Chamber Images'!$A$9,'360HD-Imperial'!A138))))))))","v":-54},-1371.6,{"$f":"IF($F$11=\"Contactor 100HD\",'100HD-Imperial'!D138,IF($F$11=\"Recharger 150XLHD\",'150XLHD-Imperial'!D138,IF($F$11=\"Recharger 280HD\",'280HD-Imperial'!D138,IF($F$11=\"Recharger 330XLHD\",'330XLHD-Imperial'!D138,IF($F$11=\"Recharger 902HD\",'902HD-Imperial'!G138,IF($F$11=\"Contactor Field Drain C-4HD\",'C-4HD-Imperial'!C138,IF($F$11=\"Recharger 180HD\",'180HD-Imperial'!D138,IF($F$11='Chamber Images'!$A$9,'360HD-Imperial'!G138,0))))))))","v":""},"",{"$f":"IF($F$11=\"Contactor 100HD\",'100HD-Imperial'!E138,IF($F$11=\"Recharger 150XLHD\",'150XLHD-Imperial'!E138,IF($F$11=\"Recharger 280HD\",'280HD-Imperial'!E138,IF($F$11=\"Recharger 330XLHD\",'330XLHD-Imperial'!E138,IF($F$11=\"Recharger 902HD\",'902HD-Imperial'!H138,IF($F$11=\"Recharger 180HD\",'180HD-Imperial'!C138,IF($F$11='Chamber Images'!$A$9,'360HD-Imperial'!H138,\"\")))))))","v":""},"",{"$f":"IF($F$11=\"Contactor 100HD\",'100HD-Imperial'!F138,IF($F$11=\"Recharger 150XLHD\",'150XLHD-Imperial'!F138,IF($F$11=\"Recharger 280HD\",'280HD-Imperial'!F138,IF($F$11=\"Recharger 330XLHD\",'330XLHD-Imperial'!F138,IF($F$11=\"Recharger 902HD\",'902HD-Imperial'!I138,IF($F$11=\"Contactor Field Drain C-4HD\",'C-4HD-Imperial'!D138,IF($F$11=\"Recharger 180HD\",'180HD-Imperial'!F138,IF($F$11='Chamber Images'!$A$9,'360HD-Imperial'!I138,0))))))))","v":""},"",{"$f":"IF($F$11=\"Contactor 100HD\",'100HD-Imperial'!G138,IF($F$11=\"Recharger 150XLHD\",'150XLHD-Imperial'!G138,IF($F$11=\"Recharger 280HD\",'280HD-Imperial'!G138,IF($F$11=\"Recharger 330XLHD\",'330XLHD-Imperial'!G138,IF($F$11=\"Recharger 902HD\",'902HD-Imperial'!J138,IF($F$11=\"Contactor Field Drain C-4HD\",'C-4HD-Imperial'!E138,IF($F$11=\"Recharger 180HD\",'180HD-Imperial'!G138,IF($F$11='Chamber Images'!$A$9,'360HD-Imperial'!J138,0))))))))","v":""},"",{"$f":"IF($F$11=\"Contactor 100HD\",'100HD-Imperial'!H138,IF($F$11=\"Recharger 150XLHD\",'150XLHD-Imperial'!H138,IF($F$11=\"Recharger 280HD\",'280HD-Imperial'!H138,IF($F$11=\"Recharger 330XLHD\",'330XLHD-Imperial'!H138,IF($F$11=\"Recharger 902HD\",'902HD-Imperial'!K138,IF($F$11=\"Contactor Field Drain C-4HD\",'C-4HD-Imperial'!F138,IF($F$11=\"Recharger 180HD\",'180HD-Imperial'!H138,IF($F$11='Chamber Images'!$A$9,'360HD-Imperial'!K138,0))))))))","v":""},"",{"$f":"IF($F$11=\"Contactor 100HD\",'100HD-Imperial'!I138,IF($F$11=\"Recharger 150XLHD\",'150XLHD-Imperial'!I138,IF($F$11=\"Recharger 280HD\",'280HD-Imperial'!I138,IF($F$11=\"Recharger 330XLHD\",'330XLHD-Imperial'!I138,IF($F$11=\"Recharger 902HD\",'902HD-Imperial'!L138,IF($F$11=\"Contactor Field Drain C-4HD\",'C-4HD-Imperial'!G138,IF($F$11=\"Recharger 180HD\",'180HD-Imperial'!I138,IF($F$11='Chamber Images'!$A$9,'360HD-Imperial'!L138,0))))))))","v":""},"",{"$f":"IF($F$11=\"Contactor 100HD\",'100HD-Imperial'!J138,IF($F$11=\"Recharger 150XLHD\",'150XLHD-Imperial'!J138,IF($F$11=\"Recharger 280HD\",'280HD-Imperial'!J138,IF($F$11=\"Recharger 330XLHD\",'330XLHD-Imperial'!J138,IF($F$11=\"Recharger 902HD\",'902HD-Imperial'!M138,IF($F$11=\"Recharger 180HD\",'180HD-Imperial'!J138,IF($F$11='Chamber Images'!$A$9,'360HD-Imperial'!M138,IF($F$11='Chamber Images'!A124,'C-4HD-Imperial'!H138,\"\"))))))))","v":""}]
[null,{"$f":"IF($F$11=\"Contactor 100HD\",'100HD-Imperial'!A139,IF($F$11=\"Recharger 150XLHD\",'150XLHD-Imperial'!A139,IF($F$11=\"Recharger 280HD\",'280HD-Imperial'!A139,IF($F$11=\"Recharger 330XLHD\",'330XLHD-Imperial'!A139,IF($F$11=\"Recharger 902HD\",'902HD-Imperial'!A139,IF($F$11=\"Contactor Field Drain C-4HD\",'C-4HD-Imperial'!A139,IF($F$11=\"Recharger 180HD\",'180HD-Imperial'!A139,IF($F$11='Chamber Images'!$A$9,'360HD-Imperial'!A139))))))))","v":-55},-1397,{"$f":"IF($F$11=\"Contactor 100HD\",'100HD-Imperial'!D139,IF($F$11=\"Recharger 150XLHD\",'150XLHD-Imperial'!D139,IF($F$11=\"Recharger 280HD\",'280HD-Imperial'!D139,IF($F$11=\"Recharger 330XLHD\",'330XLHD-Imperial'!D139,IF($F$11=\"Recharger 902HD\",'902HD-Imperial'!G139,IF($F$11=\"Contactor Field Drain C-4HD\",'C-4HD-Imperial'!C139,IF($F$11=\"Recharger 180HD\",'180HD-Imperial'!D139,IF($F$11='Chamber Images'!$A$9,'360HD-Imperial'!G139,0))))))))","v":""},"",{"$f":"IF($F$11=\"Contactor 100HD\",'100HD-Imperial'!E139,IF($F$11=\"Recharger 150XLHD\",'150XLHD-Imperial'!E139,IF($F$11=\"Recharger 280HD\",'280HD-Imperial'!E139,IF($F$11=\"Recharger 330XLHD\",'330XLHD-Imperial'!E139,IF($F$11=\"Recharger 902HD\",'902HD-Imperial'!H139,IF($F$11=\"Recharger 180HD\",'180HD-Imperial'!C139,IF($F$11='Chamber Images'!$A$9,'360HD-Imperial'!H139,\"\")))))))","v":""},"",{"$f":"IF($F$11=\"Contactor 100HD\",'100HD-Imperial'!F139,IF($F$11=\"Recharger 150XLHD\",'150XLHD-Imperial'!F139,IF($F$11=\"Recharger 280HD\",'280HD-Imperial'!F139,IF($F$11=\"Recharger 330XLHD\",'330XLHD-Imperial'!F139,IF($F$11=\"Recharger 902HD\",'902HD-Imperial'!I139,IF($F$11=\"Contactor Field Drain C-4HD\",'C-4HD-Imperial'!D139,IF($F$11=\"Recharger 180HD\",'180HD-Imperial'!F139,IF($F$11='Chamber Images'!$A$9,'360HD-Imperial'!I139,0))))))))","v":""},"",{"$f":"IF($F$11=\"Contactor 100HD\",'100HD-Imperial'!G139,IF($F$11=\"Recharger 150XLHD\",'150XLHD-Imperial'!G139,IF($F$11=\"Recharger 280HD\",'280HD-Imperial'!G139,IF($F$11=\"Recharger 330XLHD\",'330XLHD-Imperial'!G139,IF($F$11=\"Recharger 902HD\",'902HD-Imperial'!J139,IF($F$11=\"Contactor Field Drain C-4HD\",'C-4HD-Imperial'!E139,IF($F$11=\"Recharger 180HD\",'180HD-Imperial'!G139,IF($F$11='Chamber Images'!$A$9,'360HD-Imperial'!J139,0))))))))","v":""},"",{"$f":"IF($F$11=\"Contactor 100HD\",'100HD-Imperial'!H139,IF($F$11=\"Recharger 150XLHD\",'150XLHD-Imperial'!H139,IF($F$11=\"Recharger 280HD\",'280HD-Imperial'!H139,IF($F$11=\"Recharger 330XLHD\",'330XLHD-Imperial'!H139,IF($F$11=\"Recharger 902HD\",'902HD-Imperial'!K139,IF($F$11=\"Contactor Field Drain C-4HD\",'C-4HD-Imperial'!F139,IF($F$11=\"Recharger 180HD\",'180HD-Imperial'!H139,IF($F$11='Chamber Images'!$A$9,'360HD-Imperial'!K139,0))))))))","v":""},"",{"$f":"IF($F$11=\"Contactor 100HD\",'100HD-Imperial'!I139,IF($F$11=\"Recharger 150XLHD\",'150XLHD-Imperial'!I139,IF($F$11=\"Recharger 280HD\",'280HD-Imperial'!I139,IF($F$11=\"Recharger 330XLHD\",'330XLHD-Imperial'!I139,IF($F$11=\"Recharger 902HD\",'902HD-Imperial'!L139,IF($F$11=\"Contactor Field Drain C-4HD\",'C-4HD-Imperial'!G139,IF($F$11=\"Recharger 180HD\",'180HD-Imperial'!I139,IF($F$11='Chamber Images'!$A$9,'360HD-Imperial'!L139,0))))))))","v":""},"",{"$f":"IF($F$11=\"Contactor 100HD\",'100HD-Imperial'!J139,IF($F$11=\"Recharger 150XLHD\",'150XLHD-Imperial'!J139,IF($F$11=\"Recharger 280HD\",'280HD-Imperial'!J139,IF($F$11=\"Recharger 330XLHD\",'330XLHD-Imperial'!J139,IF($F$11=\"Recharger 902HD\",'902HD-Imperial'!M139,IF($F$11=\"Recharger 180HD\",'180HD-Imperial'!J139,IF($F$11='Chamber Images'!$A$9,'360HD-Imperial'!M139,IF($F$11='Chamber Images'!A125,'C-4HD-Imperial'!H139,\"\"))))))))","v":""}]

{"sheet":"Data","index":4,"n_rows":83,"n_cols":37,"rows_kept":83,"cut":false,"hidden":true,"merged":[[82,16,82,17],[70,16,71,17],[70,18,71,18],[70,19,71,19],[72,16,73,17],[72,18,73,18],[72,19,73,19],[74,16,75,17],[74,18,75,18],[74,19,75,19],[76,16,77,17],[76,18,77,18],[76,19,77,19],[78,16,79,17],[78,18,79,18],[78,19,79,19],[80,16,81,17],[80,18,81,18],[80,19,81,19],[65,16,65,17],[66,16,67,17],[66,18,67,18],[66,19,67,19],[66,20,67,20],[68,16,69,17],[68,18,69,18],[68,19,69,19],[68,20,69,20],[62,16,62,21],[63,16,64,17],[80,20,81,20],[78,20,79,20],[76,20,77,20],[74,20,75,20],[72,20,73,20],[70,20,71,20],[0,0,0,21],[39,0,39,15],[62,0,62,8],[78,0,79,0],[78,2,79,2],[78,4,79,4],[78,5,79,5],[66,0,67,0],[66,2,67,2],[66,3,67,3],[66,4,67,4],[66,5,67,5],[72,0,73,0],[72,2,73,2],[72,3,73,3],[72,4,73,4],[70,4,71,4],[28,0,29,0],[18,0,19,0],[74,14,75,14],[76,12,77,12],[76,13,77,13],[76,14,77,14],[70,14,71,14],[72,12,73,12],[72,13,73,13],[57,4,58,4],[68,4,69,4],[55,4,56,4],[43,2,44,2],[43,3,44,3],[43,4,44,4],[45,4,46,4],[47,4,48,4],[51,4,52,4],[49,2,50,2],[49,3,50,3],[72,5,73,5],[53,0,54,0],[45,0,46,0],[47,0,48,0],[51,0,52,0],[57,0,58,0],[45,2,46,2],[45,3,46,3],[80,2,81,2],[55,0,56,0],[76,0,77,0],[68,2,69,2],[70,2,71,2],[74,2,75,2],[70,3,71,3],[63,0,64,0],[57,2,58,2],[68,3,69,3],[47,2,48,2],[47,3,48,3],[51,2,52,2],[51,3,52,3],[78,3,79,3],[66,13,67,13],[66,14,67,14],[68,12,69,12],[68,13,69,13],[68,14,69,14],[53,2,54,2],[53,3,54,3],[53,4,54,4],[68,5,69,5],[16,16,17,16],[24,0,25,0],[26,16,27,16],[20,16,21,16],[22,16,23,16],[18,16,19,16],[40,0,41,0],[24,16,25,16],[30,0,31,0],[32,0,33,0],[34,0,35,0],[39,16,39,17],[14,16,15,16],[6,0,7,0],[6,16,7,16],[8,0,9,0],[12,0,13,0],[4,0,5,0],[4,16,5,16],[10,0,11,0],[10,16,11,16],[8,16,9,16],[12,16,13,16],[80,4,81,4],[80,5,81,5],[76,10,77,11],[78,10,79,11],[80,10,81,11],[70,12,71,12],[1,0,2,0],[1,1,3,1],[14,0,15,0],[16,0,17,0],[26,0,27,0],[68,0,69,0],[74,0,75,0],[70,0,71,0],[43,0,44,0],[49,0,50,0],[66,12,67,12],[70,5,71,5],[74,5,75,5],[74,3,75,3],[74,4,75,4],[80,0,81,0],[76,2,77,2],[76,3,77,3],[49,4,50,4],[55,2,56,2],[55,3,56,3],[70,13,71,13],[72,14,73,14],[74,12,75,12],[74,13,75,13],[82,10,82,11],[76,4,77,4],[76,5,77,5],[57,3,58,3],[78,12,79,12],[78,13,79,13],[78,14,79,14],[80,12,81,12],[80,13,81,13],[80,14,81,14],[63,10,64,11],[65,10,65,11],[66,10,67,11],[68,10,69,11],[70,10,71,11],[72,10,73,11],[74,10,75,11]]}
["Chamber Parameters"]
["Model Name",null,"Chamber Height","Effective Depth","Chamber Width","Min. Chamber Spacing","Chamber Spacing                 (Per Input)","Design Unit Width","Min. Additional Stone Border beyond Design Unit -  2 Sides","Min. Cover  (For pavement; including stone)","Max. Cover","Bare Chamber Volume per Linear Foot","Design Unit Volume","Chamber Length","Chamber Length Adjustment per row","Installed Chamber Length","Able to be used with input parameters listed?","Min. System Width Required","Min. System Depth Required","Min stone Above","Min. stone below","Min. Depth of 95% Compacted Fill"]
[null,null,"inches","feet","inches","inches","inches","feet","feet","inches","feet","cu. ft/ft","cu. ft/ft","feet","feet","feet",null,"ft","ft","inches","inches","inches",null,null,null,null,null,null,null,null,null,null,{"$f":"AG40+VLOOKUP($Z$5,$A$64:$O$82,{7},FALSE)","v":171}]
[null,null,"mm","m","mm","mm","mm","m","m","mm","m","cu. m/m","cu. m/m","m","m","m",null,"m","m","mm","mm","mm"]
["Contactor Field Drain C-4HD","Imperial",8.5,{"$f":"($Z$17+$Z$18+C5)/12","v":2.4583333333333335},48,0,{"$f":"IF(Z23<F5,\"N/A\",Z23)","v":9},{"$f":"(E5+G5)/12","v":4.75},{"$f":"((12-(G5/2))/12)*2","v":1.25},14,12,1.6919999999999999,{"$f":"(((D5*H5*1)-L5)*$Z$22)+L5","v":5.6860333333333335},8.5,{"$f":"N5-P5","v":0.5},8,{"$f":"IF(D5+((J5-$Z$17)/12)>$Z$19,\"NO\",\"YES\")","v":"YES"},{"$f":"(E5+24)/12","v":6},{"$f":"(C5+J5+6)/12","v":2.375},6,6,8,null,null,"Chamber Selected:",{"$f":"'INPUT INFORMATION'!C18","v":"Recharger 902HD"},null,null,null,"Parameters for Selected Model:",null,null,{"$f":"Z5","v":"Recharger 902HD"}]
[null,"Metric",{"$f":"C5*25.4","v":215.89999999999998},{"$f":"D5*0.3048","v":0.74930000000000008},{"$f":"E5*25.4","v":1219.1999999999998},{"$f":"F5*25.4","v":0},{"$f":"G5*25.4","v":228.6},{"$f":"H5*0.3048","v":1.4478},{"$f":"I5*0.3048","v":0.38100000000000001},{"$f":"J5*25.400013716","v":355.60019202400002},{"$f":"K5*0.3048","v":3.6576000000000004},{"$f":"L5*0.0929","v":0.15718679999999999},{"$f":"M5*0.0929","v":0.52823249666666661},{"$f":"N5*0.3048","v":2.5908000000000002},{"$f":"O5*0.3048","v":0.15240000000000001},{"$f":"P5*0.3048","v":2.4384000000000001},null,{"$f":"R5*0.3048","v":1.8288000000000002},{"$f":"S5*0.3048","v":0.72389999999999999},{"$f":"T5*25.4","v":152.39999999999998},{"$f":"U5*25.4","v":152.39999999999998},203,null,null,null,null,null,null,null,"Number of Starter Units",null,null,{"$f":"VLOOKUP($Z$5,$A$67:$J$82,3,FALSE)","v":6}]
["Contactor 100HD","Imperial",12.5,{"$f":"($Z$17+$Z$18+C7)/12","v":2.7916666666666665},36,4,{"$f":"IF(Z23<F7,\"N/A\",Z23)","v":9},{"$f":"(E7+G7)/12","v":3.75},{"$f":"((12-(G7/2))/12)*2","v":1.25},14,12,1.881,{"$f":"(((D7*H7*1)-L7)*$Z$22)+L7","v":5.3161000000000005},8,{"$f":"N7-P7","v":0.5},7.5,{"$f":"IF(D7+((J7-$Z$17)/12)>$Z$19,\"NO\",\"YES\")","v":"YES"},{"$f":"(E7+24)/12","v":5},{"$f":"(C7+J7+6)/12","v":2.7083333333333335},6,6,8,null,null,"Height",{"$f":"VLOOKUP($Z$5,$A$5:$P$28,3,FALSE)","v":48},{"$f":"ROUND(Z7*25.4,0)","v":1219},null,null,"Number of Intermediate units",null,null,{"$f":"VLOOKUP($Z$5,$A$67:$J$82,4,FALSE)","v":0}]
[null,"Metric",{"$f":"C7*25.4","v":317.5},{"$f":"D7*0.3048","v":0.85089999999999999},{"$f":"E7*25.4","v":914.4},{"$f":"F7*25.4","v":101.6},{"$f":"G7*25.4","v":228.6},{"$f":"H7*0.3048","v":1.143},{"$f":"I7*0.3048","v":0.38100000000000001},{"$f":"J7*25.400013716","v":355.60019202400002},{"$f":"K7*0.3048","v":3.6576000000000004},{"$f":"L7*0.0929","v":0.17474489999999998},{"$f":"M7*0.0929","v":0.49386569000000002},{"$f":"N7*0.3048","v":2.4384000000000001},{"$f":"O7*0.3048","v":0.15240000000000001},{"$f":"P7*0.3048","v":2.286},null,{"$f":"R7*0.3048","v":1.524},{"$f":"S7*0.3048","v":0.82550000000000012},{"$f":"T7*25.4","v":152.39999999999998},{"$f":"U7*25.4","v":152.39999999999998},203,null,null,"Width",{"$f":"VLOOKUP($Z$5,$A$5:$P$28,5,FALSE)","v":78},{"$f":"ROUND(Z8*25.4,0)","v":1981},null,null,"Number of End units",null,null,{"$f":"VLOOKUP($Z$5,$A$67:$J$82,5,FALSE)","v":96}]
["Recharger 150XLHD","Imperial",18.5,{"$f":"($Z$17+$Z$18+C9)/12","v":3.2916666666666665},33,6,{"$f":"IF(Z23<F9,\"N/A\",Z23)","v":9},{"$f":"(E9+G9)/12","v":3.5},{"$f":"((12-(G9/2))/12)*2","v":1.25},14,12,2.653,{"$f":"(((D9*H9*1)-L9)*$Z$22)+L9","v":6.2001333333333335},11,{"$f":"N9-P9","v":0.75},10.25,{"$f":"IF(D9+((J9-$Z$17)/12)>$Z$19,\"NO\",\"YES\")","v":"YES"},{"$f":"(E9+24)/12","v":4.75},{"$f":"(C9+J9+6)/12","v":3.2083333333333335},6,6,8,null,null,"Length",{"$f":"VLOOKUP($Z$5,$A$5:$P$28,14,FALSE)","v":4.0999999999999996},{"$f":"Z9*0.3048","v":1.2496799999999999},null,null,"Number of Feed Connectors",null,null,{"$f":"VLOOKUP($Z$5,$A$67:$J$82,6,FALSE)","v":4}]
[null,"Metric",{"$f":"C9*25.4","v":469.9},{"$f":"D9*0.3048","v":1.0033000000000001},{"$f":"E9*25.4","v":838.19999999999993},{"$f":"F9*25.4","v":152.39999999999998},{"$f":"G9*25.4","v":228.6},{"$f":"H9*0.3048","v":1.0668},{"$f":"I9*0.3048","v":0.38100000000000001},{"$f":"J9*25.400013716","v":355.60019202400002},{"$f":"K9*0.3048","v":3.6576000000000004},{"$f":"L9*0.0929","v":0.24646369999999998},{"$f":"M9*0.0929","v":0.57599238666666663},{"$f":"N9*0.3048","v":3.3528000000000002},{"$f":"O9*0.3048","v":0.22860000000000003},{"$f":"P9*0.3048","v":3.1242000000000001},null,{"$f":"R9*0.3048","v":1.4478},{"$f":"S9*0.3048","v":0.9779000000000001},{"$f":"T9*25.4","v":152.39999999999998},{"$f":"U9*25.4","v":152.39999999999998},203,null,null,"Installed Length",{"$f":"VLOOKUP($Z$5,$A$5:$P$28,16,FALSE)","v":3.6666666666666665},{"$f":"Z10*0.3048","v":1.1175999999999999},null,null,"Amount of No. 4800 Woven Geotextile (ft/m)",null,null,{"$f":"AG40+VLOOKUP($Z$5,$A$64:$O$82,{7},FALSE)","v":171},{"$f":"AG10*0.3048","v":52.120800000000003}]
["Recharger 180HD","Imperial",20.5,{"$f":"($Z$17+$Z$18+C11)/12","v":3.4583333333333335},36,3,{"$f":"IF(Z23<F11,\"N/A\",Z23)","v":9},{"$f":"(E11+G11)/12","v":3.75},{"$f":"((12-(G11/2))/12)*2","v":1.25},14,12,3.45,{"$f":"(((D11*H11*1)-L11)*$Z$22)+L11","v":7.2575000000000003},7.33,{"$f":"N11-P11","v":1},6.33,{"$f":"IF(D11+((J11-$Z$17)/12)>$Z$19,\"NO\",\"YES\")","v":"YES"},{"$f":"(E11+24)/12","v":5},{"$f":"(C11+J11+6)/12","v":3.375},6,6,8,null,null,"Bare chamber per unit",{"$f":"Z13*Z10","v":63.469999999999992},{"$f":"Z11*0.0283168","v":1.7972672959999998},null,null,"Amount of Filter Fabric (yd2/m3)",null,null,{"$f":"VLOOKUP($Z$5,$A$67:$J$82,8,FALSE)","v":997.74745370370351},{"$f":"AG11*0.8361274","v":834.24398432189798}]
[null,"Metric",{"$f":"C11*25.4","v":520.69999999999993},{"$f":"D11*0.3048","v":1.0541},{"$f":"E11*25.4","v":914.4},{"$f":"F11*25.4","v":76.199999999999989},{"$f":"G11*25.4","v":228.6},{"$f":"H11*0.3048","v":1.143},{"$f":"I11*0.3048","v":0.38100000000000001},{"$f":"J11*25.400013716","v":355.60019202400002},{"$f":"K11*0.3048","v":3.6576000000000004},{"$f":"L11*0.0929","v":0.32050499999999998},{"$f":"M11*0.0929","v":0.67422174999999995},{"$f":"N11*0.3048","v":2.2341839999999999},{"$f":"O11*0.3048","v":0.30480000000000002},{"$f":"P11*0.3048","v":1.9293840000000002},null,{"$f":"R11*0.3048","v":1.524},{"$f":"S11*0.3048","v":1.0286999999999999},{"$f":"T11*25.4","v":152.39999999999998},{"$f":"U11*25.4","v":152.39999999999998},203,null,null,"Installed Chamber Vol",{"$f":"Z14*Z10","v":99.223666666666659},{"$f":"Z12*0.02832","v":2.8100142400000001},null,null,"Stone Required (yd3/m3)",null,null,{"$f":"VLOOKUP($Z$5,$A$67:$J$82,10,FALSE)","v":363.03439923456784},{"$f":"AG12*0.764555","v":277.55976510678499}]
["Recharger 280HD","Imperial",26.5,{"$f":"($Z$17+$Z$18+C13)/12","v":3.9583333333333335},47,5,{"$f":"IF(Z23<F13,\"N/A\",Z23)","v":9},{"$f":"(E13+G13)/12","v":4.666666666666667},{"$f":"((12-(G13/2))/12)*2","v":1.25},14,12,6.0789999999999997,{"$f":"(((D13*H13*1)-L13)*$Z$22)+L13","v":11.03628888888889},8,{"$f":"N13-P13","v":1},7,{"$f":"IF(D13+((J13-$Z$17)/12)>$Z$19,\"NO\",\"YES\")","v":"YES"},{"$f":"(E13+24)/12","v":5.916666666666667},{"$f":"(C13+J13+6)/12","v":3.875},6,6,10,null,null,"Bare chamber per LF",{"$f":"VLOOKUP($Z$5,$A$5:$P$28,12,FALSE)","v":17.309999999999999},{"$f":"Z13*0.0929","v":1.6080989999999997},null,null,"Vol in Chamber (ft3/m3)",null,null,{"$f":"VLOOKUP($Z$5,$A$44:$P$59,11,FALSE)","v":6109.6800539999995},{"$f":"AG13*0.0283168","v":173.00658815310717}]
[null,"Metric",{"$f":"C13*25.4","v":673.09999999999991},{"$f":"D13*0.3048","v":1.2065000000000001},{"$f":"E13*25.4","v":1193.8},{"$f":"F13*25.4","v":127},{"$f":"G13*25.4","v":228.6},{"$f":"H13*0.3048","v":1.4224000000000001},{"$f":"I13*0.3048","v":0.38100000000000001},{"$f":"J13*25.400013716","v":355.60019202400002},{"$f":"K13*0.3048","v":3.6576000000000004},{"$f":"L13*0.0929","v":0.56473909999999994},{"$f":"M13*0.0929","v":1.025271237777778},{"$f":"N13*0.3048","v":2.4384000000000001},{"$f":"O13*0.3048","v":0.30480000000000002},{"$f":"P13*0.3048","v":2.1335999999999999},null,{"$f":"R13*0.3048","v":1.8034000000000001},{"$f":"S13*0.3048","v":1.1811},{"$f":"T13*25.4","v":152.39999999999998},{"$f":"U13*25.4","v":152.39999999999998},254,null,null,"Design Unit Vol",{"$f":"VLOOKUP($Z$5,$A$5:$P$28,13,FALSE)","v":27.061},{"$f":"Z14*0.0929","v":2.5139668999999998},null,null,"Vol. In Feed Connectors (ft3/m3)",null,null,{"$f":"VLOOKUP($Z$5,$A$44:$P$59,12,FALSE)","v":2.7389999999999999},{"$f":"AG14*0.0283168","v":7.755971519999999E-2}]
["Recharger 330XLHD","Imperial",30.5,{"$f":"($Z$17+$Z$18+C15)/12","v":4.291666666666667},52,6,{"$f":"IF(Z23<F15,\"N/A\",Z23)","v":9},{"$f":"(E15+G15)/12","v":5.083333333333333},{"$f":"((12-(G15/2))/12)*2","v":1.25},16,12,7.4589999999999996,{"$f":"(((D15*H15*1)-L15)*$Z$22)+L15","v":13.201788888888888},8.5,{"$f":"N15-P15","v":1.5},7,{"$f":"IF(D15+((J15-$Z$17)/12)>$Z$19,\"NO\",\"YES\")","v":"YES"},{"$f":"(E15+24)/12","v":6.333333333333333},{"$f":"(C15+J15+6)/12","v":4.375},6,6,10,null,null,"Flow Rate",{"$f":"VLOOKUP($Z$5,K67:O82,5,FALSE)","v":0.04},{"$f":"Z15*0.028316847","v":1.13267388E-3},null,null,"Vol. In Stone (ft3/m3)",null,null,{"$f":"VLOOKUP($Z$5,$A$44:$P$59,13,FALSE)","v":3920.7715117333328},{"$f":"AG15*0.0283168","v":111.02370274345044}]
[null,"Metric",{"$f":"C15*25.4","v":774.69999999999993},{"$f":"D15*0.3048","v":1.3081000000000003},{"$f":"E15*25.4","v":1320.8},{"$f":"F15*25.4","v":152.39999999999998},{"$f":"G15*25.4","v":228.6},{"$f":"H15*0.3048","v":1.5493999999999999},{"$f":"I15*0.3048","v":0.38100000000000001},{"$f":"J15*25.400013716","v":406.400219456},{"$f":"K15*0.3048","v":3.6576000000000004},{"$f":"L15*0.0929","v":0.69294109999999998},{"$f":"M15*0.0929","v":1.2264461877777777},{"$f":"N15*0.3048","v":2.5908000000000002},{"$f":"O15*0.3048","v":0.45720000000000005},{"$f":"P15*0.3048","v":2.1335999999999999},null,{"$f":"R15*0.3048","v":1.9304000000000001},{"$f":"S15*0.3048","v":1.3335000000000001},{"$f":"T15*25.4","v":152.39999999999998},{"$f":"U15*25.4","v":152.39999999999998},254,null,null,null,null,null,null,null,"Total Volume (ft3/m3)",null,null,{"$f":"VLOOKUP($Z$5,$A$44:$P$59,14,FALSE)","v":10033.190565733332},{"$f":"AG16*0.0283168","v":284.10785061175761}]
[null,null,null,null,null,null,null,null,null,null,null,null,null,null,null,null,null,null,null,null,null,null,null,null,"Stone Above",{"$f":"IF('INPUT INFORMATION'!$C$17=\"Metric\",ROUND('INPUT INFORMATION'!C22*0.0393700787,0 ),('INPUT INFORMATION'!C22*1))","v":12},null,null,null,"Number of Rows Wide",null,null,{"$f":"VLOOKUP($Z$5,$A$44:$P$59,3,FALSE)","v":3}]
[null,null,null,null,null,null,null,null,null,null,null,null,null,null,null,null,null,null,null,null,null,null,null,null,"Stone Below",{"$f":"IF('INPUT INFORMATION'!$C$17=\"Metric\",ROUND('INPUT INFORMATION'!C23*0.0393700787,0 ),('INPUT INFORMATION'!C23*1))","v":9},null,null,null,"Number of Chambers Long",null,null,{"$f":"VLOOKUP($Z$5,$A$44:$P$59,4,FALSE)","v":32}]
[null,null,null,null,null,null,null,null,null,null,null,null,null,null,null,null,null,null,null,null,null,null,null,null,"Workable Depth",{"$f":"IF('INPUT INFORMATION'!$C$17=\"Metric\",ROUND('INPUT INFORMATION'!$C$26*3.2808399,0),('INPUT INFORMATION'!$C$26*1))","v":10},null,null,null,"Chamber Row Width (ft/m)",null,null,{"$f":"AG21-2","v":21},{"$f":"AG19*0.3048","v":6.4008000000000003}]
[null,null,null,null,null,null,null,null,null,null,null,null,null,null,null,null,null,null,null,null,null,null,null,null,"Max. Bed Width",{"$f":"IF('INPUT INFORMATION'!$C$17=\"Metric\",ROUND('INPUT INFORMATION'!$C$27*3.2808399,0),('INPUT INFORMATION'!$C$27*1))","v":25},null,null,null,"Chamber Row Length (ft/m)",null,null,{"$f":"AG22-2","v":118.33533333333332},{"$f":"AG20*0.3048","v":36.068609600000002}]
["Recharger 360HD End Cap","Imperial",36.5,{"$f":"($Z$17+$Z$18+C21)/12","v":4.791666666666667},60,9,{"$f":"IF(Z23<F21,\"N/A\",Z23)","v":9},{"$f":"(E21+G21)/12","v":5.75},{"$f":"((12-(G21/2))/12)*2","v":1.25},24,12,5.1680000000000001,{"$f":"(((D21*H21*1)-L21)*$Z$22)+L21","v":14.121633333333335},1.5,{"$f":"2*(P21-P19)","v":2.5},1.25,{"$f":"IF(D21+((J21-$Z$17)/12)>$Z$19,\"NO\",\"YES\")","v":"YES"},{"$f":"(E21+24)/12","v":7},{"$f":"S23","v":5},6,6,12,null,null,"Vol Required",{"$f":"IF('INPUT INFORMATION'!$C$17=\"Metric\",ROUND('INPUT INFORMATION'!$C$28*35.32,0),('INPUT INFORMATION'!$C$28*1))","v":10000},null,null,null,"Bed Width (ft/m)",null,null,{"$f":"VLOOKUP($Z$5,$A$44:$P$59,8,FALSE)","v":23},{"$f":"AG21*0.3048","v":7.0104000000000006}]
[null,"Metric",{"$f":"C21*25.4","v":927.09999999999991},{"$f":"D21*0.3048","v":1.4605000000000001},{"$f":"E21*25.4","v":1524},229,{"$f":"G21*25.4","v":228.6},{"$f":"H21*0.3048","v":1.7526000000000002},{"$f":"I21*0.3048","v":0.38100000000000001},{"$f":"J21*25.400013716","v":609.60032918399997},{"$f":"K21*0.3048","v":3.6576000000000004},{"$f":"L21*0.0929","v":0.48010720000000001},{"$f":"M21*0.0929","v":1.3118997366666667},{"$f":"N21*0.3048","v":0.45720000000000005},{"$f":"O21*0.3048","v":0.76200000000000001},{"$f":"P21*0.3048","v":0.38100000000000001},null,{"$f":"R21*0.3048","v":2.1335999999999999},{"$f":"S21*0.3048","v":1.524},{"$f":"T21*25.4","v":152.39999999999998},{"$f":"U21*25.4","v":152.39999999999998},305,null,null,"Stone Porosity",{"$f":"'INPUT INFORMATION'!$C$20","v":0.4},null,null,null,"Bed Length (ft/m)",null,null,{"$f":"VLOOKUP($Z$5,$A$44:$P$59,9,FALSE)","v":120.33533333333332},{"$f":"AG22*0.3048","v":36.678209600000002}]
["Recharger 360HD ","Imperial",36,{"$f":"($Z$17+$Z$18+C23)/12","v":4.75},60,9,{"$f":"IF(Z23<F23,\"N/A\",Z23)","v":9},{"$f":"(E23+G23)/12","v":5.75},{"$f":"((12-(G23/2))/12)*2","v":1.25},18,12,9.9975000000000005,{"$f":"(((D23*H23*1)-L23)*$Z$22)+L23","v":16.923500000000001},4.166666666666667,{"$f":"N23-P23","v":0.49666666666666703},3.67,{"$f":"IF(D23+((J23-$Z$17)/12)>$Z$19,\"NO\",\"YES\")","v":"YES"},{"$f":"(E23+24)/12","v":7},{"$f":"(C23+J23+6)/12","v":5},6,6,12,null,null,"Chamber spacing",{"$f":"IF('INPUT INFORMATION'!$C$17=\"Metric\",ROUND('INPUT INFORMATION'!C24*0.0393700787,0 ),('INPUT INFORMATION'!C24*1))","v":9},null,null,null,"Bed Area Required (ft2/m2)",null,null,{"$f":"VLOOKUP($Z$5,$A$44:$P$59,10,FALSE)","v":2767.7126666666663},{"$f":"AG23*0.092903","v":257.12880987133332}]
[null,"Metric",{"$f":"C23*25.4","v":914.4},{"$f":"D23*0.3048","v":1.4478},{"$f":"E23*25.4","v":1524},229,{"$f":"G23*25.4","v":228.6},{"$f":"H23*0.3048","v":1.7526000000000002},{"$f":"I23*0.3048","v":0.38100000000000001},{"$f":"J23*25.400013716","v":457.20024688799998},{"$f":"K23*0.3048","v":3.6576000000000004},{"$f":"L23*0.0929","v":0.92876775},{"$f":"M23*0.0929","v":1.5721931499999999},{"$f":"N23*0.3048","v":1.2700000000000002},{"$f":"O23*0.3048","v":0.15138400000000013},{"$f":"P23*0.3048","v":1.1186160000000001},null,{"$f":"R23*0.3048","v":2.1335999999999999},{"$f":"S23*0.3048","v":1.524},{"$f":"T23*25.4","v":152.39999999999998},{"$f":"U23*25.4","v":152.39999999999998},305,null,null,null,null,null,null,null,"Effective Depth (ft/m)",null,null,{"$f":"VLOOKUP($Z$5,$A$5:$P$28,4,FALSE)","v":5.75},{"$f":"AG24*0.3048","v":1.7526000000000002}]
["Recharger 902HD End Cap","Imperial",48.5,{"$f":"($Z$17+$Z$18+C25)/12","v":5.791666666666667},78,9,{"$f":"IF(Z23<F25,\"N/A\",Z23)","v":9},{"$f":"(E25+G25)/12","v":7.25},{"$f":"((12-(G25/2))/12)*2","v":1.25},24,8.33,5.5090000000000003,{"$f":"(((D25*H25*1)-L25)*$Z$22)+L25","v":20.101233333333333},0.80800000000000005,{"$f":"N25-P25","v":0.30700000000000005},0.501,{"$f":"IF(D25+((J25-$Z$17)/12)>$Z$19,\"NO\",\"YES\")","v":"YES"},{"$f":"(E25+24)/12","v":8.5},{"$f":"(C27+J25+9)/12","v":6.75},12,9,12,null,null,null,null,null,null,null,"Depth (ft/m)",null,null,{"$f":"AG24+(AG26/12)","v":6.75},{"$f":"AG25*0.3048","v":2.0573999999999999}]
[null,"Metric",{"$f":"C25*25.4","v":1231.8999999999999},{"$f":"D25*0.3048","v":1.7653000000000001},{"$f":"E25*25.4","v":1981.1999999999998},229,{"$f":"G25*25.4","v":228.6},{"$f":"H25*0.3048","v":2.2098},{"$f":"I25*0.3048","v":0.38100000000000001},{"$f":"J25*25.400013716","v":609.60032918399997},{"$f":"K25*0.3048","v":2.5389840000000001},{"$f":"L25*0.0929","v":0.51178610000000002},{"$f":"M25*0.0929","v":1.8674045766666665},{"$f":"N25*0.3048","v":0.24627840000000004},{"$f":"O25*0.3048","v":9.3573600000000021E-2},{"$f":"P25*0.3048","v":0.1527048},null,{"$f":"R25*0.3048","v":2.5908000000000002},{"$f":"S25*0.3048","v":2.0573999999999999},305,229,305,null,null,null,null,null,null,null,"Depth of 95% Compacted Fill (in/mm)",null,null,{"$f":"VLOOKUP($Z$5,$A$5:$V$36,22,FALSE)","v":12},{"$f":"AG26*25.4","v":304.79999999999995}]
["Recharger 902HD","Imperial",48,{"$f":"($Z$17+$Z$18+C27)/12","v":5.75},78,9,{"$f":"IF(Z23<F27,\"N/A\",Z23)","v":9},{"$f":"(E27+G27)/12","v":7.25},{"$f":"((12-(G27/2))/12)*2","v":1.25},24,8.33,17.309999999999999,{"$f":"(((D27*H27*1)-L27)*$Z$22)+L27","v":27.061},4.0999999999999996,{"$f":"N27-P27","v":0.43333333333333313},{"$f":"44/12","v":3.6666666666666665},{"$f":"IF(D27+((J27-$Z$17)/12)>$Z$19,\"NO\",\"YES\")","v":"YES"},{"$f":"(E27+24)/12","v":8.5},{"$f":"(C27+J27+9)/12","v":6.75},12,9,12,null,null,null,null,null,null,null,"Max. Depth of Cover Allowed (ft/m)",null,null,{"$f":"VLOOKUP($Z$5,$A$5:$P$28,11,FALSE)","v":8.33},{"$f":"AG27*0.3048","v":2.5389840000000001}]
[null,"Metric",{"$f":"C27*25.4","v":1219.1999999999998},{"$f":"D27*0.3048","v":1.7526000000000002},{"$f":"E27*25.4","v":1981.1999999999998},229,{"$f":"G27*25.4","v":228.6},{"$f":"H27*0.3048","v":2.2098},{"$f":"I27*0.3048","v":0.38100000000000001},{"$f":"J27*25.400013716","v":609.60032918399997},{"$f":"K27*0.3048","v":2.5389840000000001},{"$f":"L27*0.0929","v":1.6080989999999997},{"$f":"M27*0.0929","v":2.5139668999999998},{"$f":"N27*0.3048","v":1.2496799999999999},{"$f":"O27*0.3048","v":0.13207999999999995},{"$f":"P27*0.3048","v":1.1175999999999999},null,{"$f":"R27*0.3048","v":2.5908000000000002},{"$f":"S27*0.3048","v":2.0573999999999999},305,229,305,null,null,null,null,null,null,null,"Min. Depth of cover (in/mm)",null,null,{"$f":"VLOOKUP($Z$5,$A$5:$P$28,10,FALSE)","v":24},{"$f":"AG28*25.4","v":609.59999999999991}]
["HVLV SFCx2 Feed Connectors","Imperial",7.6,null,12,null,null,null,null,null,null,0.29399999999999998,null,null,null,{"$f":"G7/12","v":0.75},null,null,null,null,null,null,null,null,null,null,null,null,null,"Chamber Width (ft/m)",null,null,{"$f":"Z8","v":78},{"$f":"AG29*0.3048","v":23.7744}]
[null,"Metric",{"$f":"C29*25.4","v":193.04},null,{"$f":"E29*25.4","v":304.79999999999995},null,null,null,null,null,null,{"$f":"L29*0.0929","v":2.7312599999999996E-2},null,null,null,{"$f":"P29*0.3048","v":0.22860000000000003},null,null,null,null,null,null,null,null,null,null,null,null,null,"Center to Center Spacing (ft/m)",null,null,{"$f":"(AG29+AG31)/12","v":7.25},{"$f":"AG30*0.3048","v":2.2098}]
["HVLV FC-24 Feed Connectors","Imperial",12,null,16,null,null,null,null,null,null,0.91,null,null,null,{"$f":"G9/12","v":0.75},null,null,null,null,null,null,null,null,null,null,null,null,null,"Spacing between rows (in/mm)",null,null,{"$f":"VLOOKUP($Z$5,$A$5:$P$28,7,FALSE)","v":9},{"$f":"AG31*25.4","v":228.6}]
[null,"Metric",{"$f":"C31*25.4","v":304.79999999999995},null,{"$f":"E31*25.4","v":406.4},null,null,null,null,null,null,{"$f":"L31*0.0929","v":8.4539000000000003E-2},null,null,null,{"$f":"P31*0.3048","v":0.22860000000000003},null,null,null,null,null,null,null,null,null,null,null,null,null,"Min. System Width Req.d (ft/m)",null,null,{"$f":"VLOOKUP($Z$5,A5:S28,18,FALSE)","v":8.5},{"$f":"AG32*0.3048","v":2.5908000000000002},{"$f":"IF('INPUT INFORMATION'!$C$17=\"Imperial\",ROUNDUP(Data!AG32,2),ROUNDUP(AH32,2))","v":8.5},{"$f":"IF('INPUT INFORMATION'!C17=\"Metric\",\"m\",\"ft\")","v":"ft"},"<- Input varies depending on what Unit of Measure is selected"]
["HVLV FC-48 Feed Connectors","Imperial",12,null,16,null,null,null,null,null,null,0.91300000000000003,null,null,null,{"$f":"G25/12","v":0.75},null,null,null,null,null,null,null,null,null,null,null,null,null,"Min. System Depth Req.d (ft/m)",null,null,{"$f":"VLOOKUP($Z$5,A5:S28,19,FALSE)","v":6.75},{"$f":"AG33*0.3048","v":2.0573999999999999},{"$f":"IF('INPUT INFORMATION'!$C$17=\"Imperial\",ROUNDUP(Data!AG33,2),ROUNDUP(AH33,2))","v":6.75},{"$f":"IF('INPUT INFORMATION'!C17=\"Metric\",\"m\",\"ft\")","v":"ft"},"<- Input varies depending on what Unit of Measure is selected"]
[null,"Metric",{"$f":"C33*25.4","v":304.79999999999995},null,{"$f":"E33*25.4","v":406.4},null,null,null,null,null,null,{"$f":"L33*0.0929","v":8.4817699999999996E-2},null,null,null,{"$f":"P33*0.3048","v":0.22860000000000003},null,null,null,null,null,null,null,null,null,null,null,null,null,"Min. Chamber Spacing",null,null,{"$f":"VLOOKUP($Z$5,A5:Q28,6,FALSE)","v":9},{"$f":"AG34*25.4","v":228.6},{"$f":"IF('INPUT INFORMATION'!$C$17=\"Imperial\",ROUND(Data!AG34,0),ROUND(AH34,0))","v":9},{"$f":"IF('INPUT INFORMATION'!C17=\"Metric\",\"mm\",\"Inch\")","v":"Inch"},"<- Input varies depending on what Unit of Measure is selected"]
[null,null,null,null,null,null,null,null,null,null,null,null,null,null,null,null,null,null,null,null,null,null,null,null,null,null,null,null,null,"HVLV Feed Connector",null,null,{"$f":"IF(AG5=\"Contactor 100HD\",A29,IF(AG5=\"Recharger 150XLHD\",A31,IF(AG5=\"Recharger 180HD\",A31,IF(AG5=\"Recharger 280HD\",A31,IF(AG5=\"Recharger 330XLHD\",A31,IF(AG5=\"Recharger 902HD\",A33,IF(Z5=\"Recharger 360HD\",A33,A33)))))))","v":"HVLV FC-48 Feed Connectors"}]
[null,null,{"$f":"C35*25.4","v":0},null,{"$f":"E35*25.4","v":0},null,null,null,null,null,null,{"$f":"L35*0.0929","v":0},null,null,null,{"$f":"P35*0.3048","v":0},null,null,null,null,null,null,null,null,null,null,null,null,null,"Min stone above",null,null,{"$f":"VLOOKUP($Z$5,A5:U28,20,FALSE)","v":12},{"$f":"AG36*25.4","v":304.79999999999995},{"$f":"IF('INPUT INFORMATION'!$C$17=\"Imperial\",ROUNDUP(Data!AG36,2),ROUND(AH36,0))","v":12},{"$f":"IF('INPUT INFORMATION'!C19=\"Metric\",\"mm\",\"Inch\")","v":"Inch"},"<- Input varies depending on what Unit of Measure is selected"]
[1,2,3,4,5,6,7,8,9,10,11,12,13,14,15,16,17,18,19,21,21,22,null,null,null,null,null,null,null,"Min. stone below",null,null,{"$f":"VLOOKUP($Z$5,A5:U28,21,FALSE)","v":9},{"$f":"AG37*25.4","v":228.6},{"$f":"IF('INPUT INFORMATION'!$C$17=\"Imperial\",ROUNDUP(Data!AG37,2),ROUND(AH37,0))","v":9},{"$f":"IF('INPUT INFORMATION'!C20=\"Metric\",\"mm\",\"Inch\")","v":"Inch"},"<- Input varies depending on what Unit of Measure is selected"]
[null,null,null,null,null,null,null,null,null,null,null,null,null,null,null,null,null,null,null,null,null,null,null,null,null,null,null,null,null,"Max. spacing",null,null,{"$f":"IF(Z5=\"Recharger 902HD\",24,IF(Z5=\"Contactor 100HD\",12,15))","v":24},{"$f":"AG38*25.4","v":609.59999999999991}]
[null,null,null,null,null,null,null,null,null,null,null,null,null,null,null,null,null,null,null,null,null,null,null,null,null,null,null,null,null,"Length of separator row (ft/m)",null,null,{"$f":"AG20","v":118.33533333333332},{"$f":"AG39*0.3048","v":36.068609600000002}]
["Stormwater System Calculations:",null,null,null,null,null,null,null,null,null,null,null,null,null,null,null,"ONLY APPLICABLE FOR CHAMBERS WITH ENDCAPS ",null,null,null,null,null,null,null,null,null,null,null,null,"Length of Woven Fabric for Separator Row",null,null,{"$f":"ROUNDUP(AG39*1.05,0)","v":125},{"$f":"ROUNDUP(AH39*1.05,0)","v":38}]
["Model Name",null,"Number of Rows Wide","Number of units long","Number of chambers required","LF of Chamber","LF of Feed Connectors","System Width (based on # of rows)","System Length","System Area","Storage Provided by Chamber","Storage Provided by FCs","Storage Provided by Stone","Total Storage Provided in System","Volume of Effective Excavation","Stone Required","LF of End Cap","Storage provided in End Cap",null,null,null,null,null,null,null,null,null,null,null,"Number of Units in Separator Row",null,null,{"$f":"AG18","v":32},{"$f":"AG41","v":32}]
[null,null,null,null,null,"feet","feet","feet","feet","ft2","ft3","ft3","ft3","ft3","ft3","ft3","feet","ft3"]
[null,null,"unit","unit","unit","m","m","m","m","m2","m3","m3","m3","m3","m3","m3","m","m3"]
["Contactor Field Drain C-4HD","Imperial",{"$f":"ROUNDDOWN(($Z$20-Data!I5)/Data!H5,0)","v":5},{"$f":"IF(Q5=\"YES\",ROUNDUP(($Z$21-((((H5*C44)+I5)*D5)*2*$Z$22)-((C44*M5*O5)+(I5*O5*D5*$Z$22)))/(P5*((C44*M5)+(I5*D5*$Z$22))),0),\"---\")","v":42},{"$f":"D44*C44","v":210},{"$f":"(E44*P5)+(O5*C44)","v":1682.5},0,{"$f":"(H5*C44)+I5","v":25},{"$f":"((D44*P5)+(O5+2))","v":338.5},{"$f":"H44*I44","v":8462.5},{"$f":"F44*L5","v":2846.79},0,{"$f":"(O44-(K44+L44))*$Z$22","v":7182.7423333333345},{"$f":"K44+L44+M44","v":10029.532333333334},{"$f":"J44*D5","v":20803.645833333336},{"$f":"O44-(K44+L44)","v":17956.855833333335}]
[null,"Metric",null,null,null,{"$f":"F44*0.3048","v":512.82600000000002},{"$f":"G44*0.3048","v":0},{"$f":"H44*0.3048","v":7.62},{"$f":"I44*0.3048","v":103.1748},{"$f":"J44*0.092903","v":786.19163749999996},{"$f":"K44*0.0283168","v":80.611983072000001},0,203.39227810453337,284.00426117653336,589.09267833333342,508.48069526133338]
["Contactor 100HD","Imperial",{"$f":"ROUNDDOWN(($Z$20-Data!I7)/Data!H7,0)","v":6},{"$f":"IF(Q7=\"YES\",ROUNDUP(($Z$21-((((H7*C46)+I7)*D7)*2*$Z$22)-((C46*M7*O7)+(I7*O7*D7*$Z$22)))/(P7*((C46*M7)+(I7*D7*$Z$22))),0),\"---\")","v":40},{"$f":"D46*C46","v":240},{"$f":"(E46*P7)+(O7*C46)","v":1803},{"$f":"P29*F69","v":7.5},{"$f":"(H7*C46)+I7","v":23.75},{"$f":"((D46*P7)+(O7+2))","v":302.5},{"$f":"H46*I46","v":7184.375},{"$f":"F46*L7","v":3391.4430000000002},{"$f":"G46*L29","v":2.2050000000000001},{"$f":"(O46-(K46+L46))*$Z$22","v":6665.0928833333328},{"$f":"K46+L46+M46","v":10058.740883333332},{"$f":"J46*D7","v":20056.380208333332},{"$f":"O46-(K46+L46)","v":16662.732208333331}]
[null,"Metric",null,null,null,{"$f":"F46*0.3048","v":549.55439999999999},{"$f":"G46*0.3048","v":2.286},{"$f":"H46*0.3048","v":7.2390000000000008},{"$f":"I46*0.3048","v":92.201999999999998},{"$f":"J46*0.092903","v":667.44999062499994},{"$f":"K46*0.0283168","v":96.034813142400012},6.2438543999999999E-2,188.73410215877331,284.83135384517328,567.93250708333323,471.83525539693323]
["Recharger 150XLHD","Imperial",{"$f":"ROUNDDOWN(($Z$20-Data!I9)/Data!H9,0)","v":6},{"$f":"IF(Q9=\"YES\",ROUNDUP(($Z$21-((((H9*C48)+I9)*D9)*2*$Z$22)-((C48*M9*O9)+(I9*O9*D9*$Z$22)))/(P9*((C48*M9)+(I9*D9*$Z$22))),0),\"---\")","v":25},{"$f":"D48*C48","v":150},{"$f":"(E48*P9)+(O9*C48)","v":1542},{"$f":"P31*F71","v":7.5},{"$f":"(H9*C48)+I9","v":22.25},{"$f":"((D48*P9)+(O9+2))","v":259},{"$f":"H48*I48","v":5762.75},{"$f":"F48*L9","v":4090.9259999999999},{"$f":"G48*L31","v":6.8250000000000002},{"$f":"(O48-(K48+L48))*$Z$22","v":5948.5204333333331},{"$f":"K48+L48+M48","v":10046.271433333333},{"$f":"J48*D9","v":18969.052083333332},{"$f":"O48-(K48+L48)","v":14871.301083333332}]
[null,"Metric",null,null,null,{"$f":"F48*0.3048","v":470.0016},{"$f":"G48*0.3048","v":2.286},{"$f":"H48*0.3048","v":6.7818000000000005},{"$f":"I48*0.3048","v":78.943200000000004},{"$f":"J48*0.092903","v":535.37676324999995},{"$f":"K48*0.0283168","v":115.8419333568},0.19326216000000002,168.44306340661333,284.47825892341331,537.14285403333326,421.10765851653326]
["Recharger 180HD","Imperial",{"$f":"ROUNDDOWN(($Z$20-Data!I11)/Data!H11,0)","v":6},{"$f":"IF(Q11=\"YES\",ROUNDUP(($Z$21-((((H11*C50)+I11)*D11)*2*$Z$22)-((C50*M11*O11)+(I11*O11*D11*$Z$22)))/(P11*((C50*M11)+(I11*D11*$Z$22))),0),\"---\")","v":35},{"$f":"D50*C50","v":210},{"$f":"(E50*P11)+(O11*C50)","v":1335.3},{"$f":"G11/12*F73","v":7.5},{"$f":"(H11*C50)+I11","v":23.75},{"$f":"((D50*P11)+(O11+2))","v":224.55},{"$f":"H50*I50","v":5333.0625},{"$f":"F50*L11","v":4606.7849999999999},{"$f":"G50*L31","v":6.8250000000000002},{"$f":"(O50-(K50+L50))*$Z$22","v":5531.9591250000003},{"$f":"K50+L50+M50","v":10145.569125},{"$f":"J50*D11","v":18443.5078125},{"$f":"O50-(K50+L50)","v":13829.897812499999}]
[null,"Metric",null,null,null,{"$f":"F50*0.3048","v":406.99943999999999},{"$f":"G50*0.3048","v":2.286},{"$f":"H50*0.3048","v":7.2390000000000008},{"$f":"I50*0.3048","v":68.442840000000004},{"$f":"J50*0.092903","v":495.4575054375},{"$f":"K50*0.0283168","v":130.44940948799999},0.19326216000000002,156.64738015080002,287.29005179879999,522.26112202499996,391.61845037699999]
["Recharger 280HD","Imperial",{"$f":"ROUNDDOWN(($Z$20-Data!I13)/Data!H13,0)","v":5},{"$f":"IF(Q13=\"YES\",ROUNDUP(($Z$21-((((H13*C52)+I13)*D13)*2*$Z$22)-((C52*M13*O13)+(I13*O13*D13*$Z$22)))/(P13*((C52*M13)+(I13*D13*$Z$22))),0),\"---\")","v":25},{"$f":"D52*C52","v":125},{"$f":"(E52*P13)+(O13*C52)","v":880},{"$f":"G13/12*F75","v":6},{"$f":"(H13*C52)+I13","v":24.583333333333336},{"$f":"((D52*P13)+(O13+2))","v":178},{"$f":"H52*I52","v":4375.8333333333339},{"$f":"F52*L13","v":5349.5199999999995},{"$f":"G52*L33","v":5.4779999999999998},{"$f":"(O52-(K52+L52))*$Z$22","v":4786.4035777777799},{"$f":"K52+L52+M52","v":10141.401577777779},{"$f":"J52*D13","v":17321.006944444449},{"$f":"O52-(K52+L52)","v":11966.008944444449}]
[null,"Metric",null,null,null,{"$f":"F52*0.3048","v":268.22399999999999},{"$f":"G52*0.3048","v":1.8288000000000002},{"$f":"H52*0.3048","v":7.4930000000000012},{"$f":"I52*0.3048","v":54.254400000000004},{"$f":"J52*0.092903","v":406.52804416666675},{"$f":"K52*0.0283168","v":151.48128793599997},0.15511943039999998,135.53563283121784,287.17204019761778,490.47548944444458,338.83908207804456]
["Recharger 330XLHD","Imperial",{"$f":"ROUNDDOWN(($Z$20-Data!I15)/Data!H15,0)","v":4},{"$f":"IF(Q15=\"YES\",ROUNDUP(($Z$21-((((H15*C54)+I15)*D15)*2*$Z$22)-((C54*M15*O15)+(I15*O15*D15*$Z$22)))/(P15*((C54*M15)+(I15*D15*$Z$22))),0),\"---\")","v":26},{"$f":"D54*C54","v":104},{"$f":"(E54*P15)+(O15*C54)","v":734},{"$f":"P31*F77","v":4.5},{"$f":"(H15*C54)+I15","v":21.583333333333332},{"$f":"((D54*P15)+(O15+2))","v":185.5},{"$f":"H54*I54","v":4003.708333333333},{"$f":"F54*L15","v":5474.9059999999999},{"$f":"G54*L35","v":0},{"$f":"(O54-(K54+L54))*$Z$22","v":4683.0702388888894},{"$f":"K54+L54+M54","v":10157.976238888888},{"$f":"J54*D15","v":17182.581597222223},{"$f":"O54-(K54+L54)","v":11707.675597222224}]
[null,"Metric",null,null,null,{"$f":"F54*0.3048","v":223.72320000000002},{"$f":"G54*0.3048","v":1.3716000000000002},{"$f":"H54*0.3048","v":6.5785999999999998},{"$f":"I54*0.3048","v":56.540400000000005},{"$f":"J54*0.092903","v":371.95651529166662},{"$f":"K54*0.0283168","v":155.03181822080001},0,132.60956334056891,287.64138156136886,486.55572657222223,331.52390835142228]
["Recharger 360HD ","Imperial",{"$f":"ROUNDDOWN(($Z$20-Data!I23)/Data!H23,0)","v":4},{"$f":"ROUNDUP((($Z$21-R56)-((((Data!H23*Data!C56)+Data!I23)*Data!D23)*2*Data!$Z$22)-((Data!C56*Data!M23*Data!O23)+(Data!I23*Data!O23*Data!D23*Data!$Z$22)))/(Data!P23*((Data!C56*Data!M23)+(Data!I23*Data!D23*Data!$Z$22))),0)","v":39},{"$f":"D56*C56","v":156},{"$f":"E56*P23","v":572.52},{"$f":"P33*F79","v":4.5},{"$f":"(H23*C56)+I23","v":24.25},{"$f":"((D56*P23)+2+ (P21*2))","v":147.63},{"$f":"H56*I56","v":3580.0274999999997},{"$f":"(F56*L23)+(Q56*L21)","v":5775.4487000000008},{"$f":"G56*L33","v":4.1085000000000003},{"$f":"(O56-(K56+L56))*$Z$22","v":4490.2293699999991},{"$f":"K56+L56+M56","v":10269.78657},{"$f":"J56*D23","v":17005.130624999998},{"$f":"O56-(K56+L56)","v":11225.573424999997},{"$f":"(C56*P21)*2","v":10},{"$f":"Q56*L21","v":51.68}]
[null,"Metric",null,null,null,{"$f":"F56*0.3048","v":174.504096},{"$f":"G56*0.3048","v":1.3716000000000002},{"$f":"H56*0.3048","v":7.3914},{"$f":"I56*0.3048","v":44.997624000000002},{"$f":"J56*0.092903","v":332.59529483249997},{"$f":"K56*0.0283168","v":163.54222574816001},0.1163395728,127.14892702441597,290.80749234537598,481.53088288199996,317.87231756103989,{"$f":"Q56*0.3048","v":3.048},{"$f":"R56*0.0283168","v":1.463412224}]
["Recharger 902HD","Imperial",{"$f":"ROUNDDOWN(($Z$20-Data!I25)/Data!H25,0)","v":3},{"$f":"ROUNDUP((($Z$21-R58)-((((Data!H27*Data!C58)+Data!I27)*Data!D27)*2*Data!$Z$22)-((Data!C58*Data!M27*Data!O27)+(Data!I27*Data!O27*Data!D27*Data!$Z$22)))/(Data!P27*((Data!C58*Data!M27)+(Data!I27*Data!D27*Data!$Z$22))),0)","v":32},{"$f":"D58*C58","v":96},{"$f":"E58*P27","v":352},{"$f":"P33*F81","v":3},{"$f":"(H25*C58)+I25","v":23},{"$f":"((D58*P27)+2+ (P25*2))","v":120.33533333333332},{"$f":"H58*I58","v":2767.7126666666663},{"$f":"(F58*L27)+(Q58*L25)","v":6109.6800539999995},{"$f":"G58*L33","v":2.7389999999999999},{"$f":"(O58-(K58+L58))*$Z$22","v":3920.7715117333328},{"$f":"K58+L58+M58","v":10033.190565733332},{"$f":"J58*D27","v":15914.347833333331},{"$f":"O58-(K58+L58)","v":9801.9287793333315},{"$f":"(C58*P25)*2","v":3.0060000000000002},{"$f":"Q58*M25","v":60.424307400000004}]
[null,"Metric",null,null,null,{"$f":"F58*0.3048","v":107.28960000000001},{"$f":"G58*0.3048","v":0.9144000000000001},{"$f":"H58*0.3048","v":7.0104000000000006},{"$f":"I58*0.3048","v":36.678209600000002},{"$f":"J58*0.092903","v":257.12880987133332},{"$f":"K58*0.0283168","v":173.00658815310717},7.755971519999999E-2,111.02370274345044,284.10785061175761,450.64340472693328,277.5592568586261,{"$f":"Q58*0.3048","v":0.91622880000000007},{"$f":"R58*0.0283168","v":1.7110230277843201}]
[1,2,3,4,5,6,7,8,9,10,11,12,13,14,15,16,17,18]
[]
[]
["Materials list:",null,null,null,null,null,null,null,null,null,null,null,null,null,null,null,"Typical Spacing Information:"]
["Model Name",null,"Number of Starters Required","Number of Intermediates Required","Number of Ends Required","Number of Feed Connectors Required","CULTEC No. 4800 Woven Geotextile Required","CULTEC No. 410™  Filter Fabric Required","CULTEC No. 4800 Woven Geotextile Required for  Sep Row ","Stone Required","Model Name",null,"Flow Rate","Bottom Area","Chamber Flow",null,"Model Name",null,"Stone Depth Above","Stone Depth Below","Stone Bewtween Chambers"]
[null,null,null,null,null,null,"feet","yd2","feet","yd3",null,null,"gpm/ft2","ft2","ft3/s"]
[null,null,"unit","unit","unit","unit","m","m3","m","m3",null,null,"unit","unit","unit"]
["Contactor Field Drain C-4HD","Imperial",{"$f":"C44","v":5},null,{"$f":"E44-C67","v":205},0,{"$f":"IF('INPUT INFORMATION'!$C$21=\"1 Internal Manifold\",Data!H44,IF('INPUT INFORMATION'!$C$21=\"2 Internal Manifolds\",(2*Data!H44),\"0\"))","v":50},{"$f":"(((J44*2)+((H44*2)+(I44*2))*D5)*1.25)/9","v":2598.9178240740739},{"$f":"IF('INPUT INFORMATION'!X1=TRUE,IF('INPUT INFORMATION'!C17=\"Imperial\",Data!AG39,Data!AH39),\"\")","v":118.33533333333332},{"$f":"P44/27","v":665.06873456790129},"Contactor Field Drain C-4HD",null,1,"na","na",null,"Contactor Field Drain C-4HD",null,6,6,0]
[null,"Metric",null,null,null,null,{"$f":"G67*0.3048","v":15.24},{"$f":"H67*0.8361274","v":2173.0264030567128},{"$f":"I67*0.3048","v":36.068609600000002},{"$f":"P45","v":508.48069526133338}]
["Contactor 100HD","Imperial",{"$f":"C46","v":6},null,{"$f":"E46-C69","v":234},{"$f":"IF('INPUT INFORMATION'!$C$21=\"1 Internal Manifold\",(Data!C46-1), IF('INPUT INFORMATION'!$C$21=\"2 Internal Manifolds\",((Data!C46*2)-2),\"0\"))","v":10},{"$f":"IF('INPUT INFORMATION'!$C$21=\"1 Internal Manifold\",Data!H46,IF('INPUT INFORMATION'!$C$21=\"2 Internal Manifolds\",(2*Data!H46),\"0\"))","v":47.5},{"$f":"IF('INPUT INFORMATION'!X1=TRUE,(((J46*2)+((H46*2)+(I46*2))*D7)*1.25)/9,(((J46*2)+((H46*2)+(I46*2))*D7)+(AG39*7.5)*1.25)/9)","v":2248.6545138888887},{"$f":"IF('INPUT INFORMATION'!X1=TRUE,IF('INPUT INFORMATION'!C17=\"Imperial\",Data!AG39,Data!AH39),\"\")","v":118.33533333333332},{"$f":"P46/27","v":617.13822993827148},"Contactor 100HD",null,1,20,0.04,null,"Contactor 100HD",null,6,6,4]
[null,"Metric",null,null,null,null,{"$f":"G69*0.3048","v":14.478000000000002},{"$f":"H69*0.8361274","v":1880.1616521961803},{"$f":"I69*0.3048","v":36.068609600000002},{"$f":"P47","v":471.83525539693323}]
["Recharger 150XLHD","Imperial",{"$f":"C48","v":6},{"$f":"IF(D48<=1,0,E48-(C48*2))","v":138},{"$f":"IF(D48<=1,0,C48)","v":6},{"$f":"IF('INPUT INFORMATION'!$C$21=\"1 Internal Manifold\",(Data!C48-1), IF('INPUT INFORMATION'!$C$21=\"2 Internal Manifolds\",((Data!C48*2)-2),\"0\"))","v":10},{"$f":"IF('INPUT INFORMATION'!$C$21=\"1 Internal Manifold\",Data!H48,IF('INPUT INFORMATION'!$C$21=\"2 Internal Manifolds\",(2*Data!H48),\"0\"))","v":44.5},{"$f":"IF('INPUT INFORMATION'!X1=TRUE,(((J48*2)+((H48*2)+(I48*2))*D9)*1.25)/9,(((J48*2)+((H48*2)+(I48*2))*D9)+(AG39*7.5)*1.25)/9)","v":1857.9253472222222},{"$f":"IF('INPUT INFORMATION'!X1=TRUE,IF('INPUT INFORMATION'!C17=\"Imperial\",Data!AG39,Data!AH39),\"\")","v":118.33533333333332},{"$f":"P48/27","v":550.78892901234565},"Recharger 150XLHD",null,1,24.77,0.06,null,"Recharger 150XLHD",null,6,6,6]
[null,"Metric",null,null,null,null,{"$f":"G71*0.3048","v":13.563600000000001},{"$f":"H71*0.8361274","v":1553.4622899670137},{"$f":"I71*0.3048","v":36.068609600000002},{"$f":"P49","v":421.10765851653326}]
["Recharger 180HD","Imperial",{"$f":"C50","v":6},{"$f":"IF(D50<=1,0,E50-(C50*2))","v":198},{"$f":"IF(D50<=1,0,C50)","v":6},{"$f":"IF('INPUT INFORMATION'!$C$21=\"1 Internal Manifold\",(Data!C50-1), IF('INPUT INFORMATION'!$C$21=\"2 Internal Manifolds\",((Data!C50*2)-2),\"0\"))","v":10},{"$f":"IF('INPUT INFORMATION'!$C$21=\"1 Internal Manifold\",Data!H50,IF('INPUT INFORMATION'!$C$21=\"2 Internal Manifolds\",(2*Data!H50),\"0\"))","v":47.5},{"$f":"IF('INPUT INFORMATION'!X1=TRUE,(((J50*2)+((H50*2)+(I50*2))*D11)*1.25)/9,(((J50*2)+((H50*2)+(I50*2))*D11)+(AG39*7.5)*1.25)/9)","v":1719.9351851851852},{"$f":"IF('INPUT INFORMATION'!X1=TRUE,IF('INPUT INFORMATION'!C17=\"Imperial\",Data!AG39,Data!AH39),\"\")","v":118.33533333333332},{"$f":"P50/27","v":512.21843749999994},"Recharger 180HD",null,1,15.3,0.03,null,"Recharger 180HD",null,6,6,3]
[null,"Metric",null,null,null,null,{"$f":"G73*0.3048","v":14.478000000000002},{"$f":"H73*0.8361274","v":1438.0849345574075},{"$f":"I73*0.3048","v":36.068609600000002},{"$f":"P51","v":391.61845037699999}]
["Recharger 280HD","Imperial",{"$f":"C52","v":5},{"$f":"IF(D52<=1,0,E52-(C52*2))","v":115},{"$f":"IF(D52<=1,0,C52)","v":5},{"$f":"IF('INPUT INFORMATION'!$C$21=\"1 Internal Manifold\",(Data!C52-1), IF('INPUT INFORMATION'!$C$21=\"2 Internal Manifolds\",((Data!C52*2)-2),\"0\"))","v":8},{"$f":"IF('INPUT INFORMATION'!$C$21=\"1 Internal Manifold\",Data!H52,IF('INPUT INFORMATION'!$C$21=\"2 Internal Manifolds\",(2*Data!H52),\"0\"))","v":49.166666666666671},{"$f":"IF('INPUT INFORMATION'!X1=TRUE,(((J52*2)+((H52*2)+(I52*2))*D13)*1.25)/9,(((J52*2)+((H52*2)+(I52*2))*D13)+(AG39*7.5)*1.25)/9)","v":1438.2571373456792},{"$f":"IF('INPUT INFORMATION'!X1=TRUE,IF('INPUT INFORMATION'!C17=\"Imperial\",Data!AG39,Data!AH39),\"\")","v":118.33533333333332},{"$f":"P52/27","v":443.18551646090555},"Recharger 280HD",null,1,23.92,0.05,null,"Recharger 280HD",null,6,6,5]
[null,"Metric",null,null,null,null,{"$f":"G75*0.3048","v":14.986000000000002},{"$f":"H75*0.8361274","v":1202.5662007802855},{"$f":"I75*0.3048","v":36.068609600000002},{"$f":"P53","v":338.83908207804456}]
["Recharger 330XLHD","Imperial",{"$f":"C54","v":4},{"$f":"IF(D54<=1,0,E54-(C54*2))","v":96},{"$f":"IF(E54<=1,0,C54)","v":4},{"$f":"IF('INPUT INFORMATION'!$C$21=\"1 Internal Manifold\",(Data!C54-1), IF('INPUT INFORMATION'!$C$21=\"2 Internal Manifolds\",((Data!C54*2)-2),\"0\"))","v":6},{"$f":"IF('INPUT INFORMATION'!$C$21=\"1 Internal Manifold\",Data!H54,IF('INPUT INFORMATION'!$C$21=\"2 Internal Manifolds\",(2*Data!H54),\"0\"))","v":43.166666666666664},{"$f":"IF('INPUT INFORMATION'!X1=TRUE,(((J54*2)+((H54*2)+(I54*2))*D15)*1.25)/9,(((J54*2)+((H54*2)+(I54*2))*D15)+(AG39*7.5)*1.25)/9)","v":1359.0113811728395},{"$f":"IF('INPUT INFORMATION'!X1=TRUE,IF('INPUT INFORMATION'!C17=\"Imperial\",Data!AG39,Data!AH39),\"\")","v":118.33533333333332},{"$f":"P54/27","v":433.61761471193421},"Recharger 330XLHD",null,1,26.83,0.06,null,"Recharger 330XLHD",null,6,6,6]
[null,"Metric",null,null,null,null,{"$f":"G77*0.3048","v":13.1572},{"$f":"H77*0.8361274","v":1136.3066527104552},{"$f":"I77*0.3048","v":36.068609600000002},{"$f":"P55","v":331.52390835142228}]
["Recharger 360HD ","Imperial",{"$f":"C56*2","v":8},null,{"$f":"E56","v":156},{"$f":"IF('INPUT INFORMATION'!$C$21=\"1 Internal Manifold\",(Data!C56-1), IF('INPUT INFORMATION'!$C$21=\"2 Internal Manifolds\",((Data!C56*2)-2),\"0\"))","v":6},{"$f":"IF('INPUT INFORMATION'!$C$21=\"1 Internal Manifold\",Data!H56,IF('INPUT INFORMATION'!$C$21=\"2 Internal Manifolds\",(2*Data!H56),\"0\"))","v":48.5},{"$f":"IF('INPUT INFORMATION'!X1=TRUE,(((J56*2)+((H56*2)+(I56*2))*D23)*1.25)/9,(((J56*2)+((H56*2)+(I56*2))*D23)+(AG39*7.5)*1.25)/9)","v":1221.2381944444444},{"$f":"IF('INPUT INFORMATION'!X1=TRUE,IF('INPUT INFORMATION'!C17=\"Imperial\",Data!AG39,Data!AH39),\"\")","v":118.33533333333332},{"$f":"P56/27","v":415.76197870370356},"Recharger 360HD ",null,1,15.9,3.5000000000000003E-2,null,"Recharger 360HD ",null,6,6,9]
[null,"Metric",null,null,null,null,{"$f":"G79*0.3048","v":14.7828},{"$f":"H79*0.8361274","v":1021.1107163015276},{"$f":"I79*0.3048","v":36.068609600000002},{"$f":"P57","v":317.87231756103989}]
["Recharger 902HD","Imperial",{"$f":"C58*2","v":6},null,{"$f":"E58","v":96},{"$f":"IF('INPUT INFORMATION'!$C$21=\"1 Internal Manifold\",(Data!C58-1), IF('INPUT INFORMATION'!$C$21=\"2 Internal Manifolds\",((Data!C58*2)-2),\"0\"))","v":4},{"$f":"IF('INPUT INFORMATION'!$C$21=\"1 Internal Manifold\",Data!H58,IF('INPUT INFORMATION'!$C$21=\"2 Internal Manifolds\",(2*Data!H58),\"0\"))","v":46},{"$f":"IF('INPUT INFORMATION'!X1=TRUE,(((J58*2)+((H58*2)+(I58*2))*D27)*1.25)/9,(((J58*2)+((H58*2)+(I58*2))*D27)+(AG39*7.5)*1.25)/9)","v":997.74745370370351},{"$f":"IF('INPUT INFORMATION'!X1=TRUE,IF('INPUT INFORMATION'!C17=\"Imperial\",Data!AG40,Data!AH40),\"\")","v":125},{"$f":"P58/27","v":363.03439923456784},"Recharger 902HD",null,1,20.170000000000002,0.04,null,"Recharger 902HD",null,12,9,9]
[null,"Metric",null,null,null,null,{"$f":"G81*0.3048","v":14.020800000000001},{"$f":"H81*0.8361274","v":834.24398432189798},{"$f":"I81*0.3048","v":38.1},{"$f":"P59","v":277.5592568586261}]
[1,2,3,4,5,6,7,8,9,10,1,null,2,3,4,null,1,null,2,3,4]

{"sheet":"Chamber Images","index":5,"n_rows":10,"n_cols":6,"rows_kept":10,"cut":false,"hidden":true,"merged":[[0,0,0,9]]}
["Chamber Images and Renders"]
["Model Name","Basic Image","General View (1 Interal Manifold)","General View (2 Interal Manifold)","Cross Section","Plan View"]
["Contactor Field Drain C-4HD"]
["Contactor 100HD"]
["Recharger 150XLHD"]
["Recharger 180HD"]
["Recharger 280HD"]
["Recharger 330XLHD"]
["Recharger 360HD "]
["Recharger 902HD"]

{"sheet":"C-4HD-Imperial","index":6,"n_rows":318,"n_cols":23,"rows_kept":318,"cut":false,"hidden":true,"merged":[[11,0,11,6]]}
[]
["Number or Rows-",null,{"$f":"Data!$AG$6","v":6},"units"]
["Total number of chambers -",null,{"$f":"Data!$AG$17*Data!$AG$18","v":96},"units"]
["Stone Void -",null,{"$f":"Data!$Z$22*100","v":40},"%"]
["Stone Base -",null,{"$f":"Data!$Z$18","v":9},"inches"]
["Stone Above Units -",null,{"$f":"Data!$Z$17","v":12},"inches"]
["Area -",null,{"$f":"Data!$AG$23","v":2767.7126666666663},"ft2",{"$f":"M32","v":3393},"Min. Area Required "]
["Base of Stone Elevation- ",null,{"$f":"'INPUT INFORMATION'!$C$29","v":0},"ft",null,"Note: Min. Area required is based on"]
[null,null,null,null,null,"12\" around the system and typ. spacing"]
[]
[]
["CULTEC Field Drain C-4HD Incremental Storage Volumes"]
["Height of System","Incremental Single Chamber","Chamber Volume","Stone Volume","Cumulative Storage Volume","Total Cumulative Storage Volume","Elevation"]
["in","ft3","ft3","ft3","ft3","ft3","ft"]
[{"$f":"O37","v":29.5},{"$f":"IF(A15<0,\"\",IF(Q19>=1,LOOKUP(Q19,W$36:W$44,V$36:V$44),0))","v":0},{"$f":"IF(A15=0,0,IF(A15<0,\"\",B15*$M$31))","v":0},{"$f":"IF(A15=0,0,IF(A15<0,\"\",IF(B15=$V$36,((C$7*0.5/12)-C15)*N$39,((C$7*1/12)-C15)*N$39)))","v":92.257088888888887},{"$f":"IF(A15=0,0,IF(A15<0,\"\",C15+D15))","v":92.257088888888887},{"$f":"IF(A15=0,0,IF(A15<0,\" \",IF(A15=1,D15,E15+F16)))","v":3505.2285222222235},{"$f":"IF(A15<0,\"\",ROUND($C$8+(A15/12),2))","v":2.46},"Top of Stone Elevation"]
[{"$f":"IF(Q19=0,0,IF(A15=\" \",\"\",IF(Q19=1,A15-0.5,A15-1)))","v":28.5},0,0,92.257088888888887,92.257088888888887,3412.9714333333345,2.38,{"$f":"IF(B16=$V$36,\"Top of Chamber Elevation\",IF(A16=$C$5,\"Bottom of Chamber Elevation\",IF(A16=0,\"Bottom of Stone Elevation\",\"\")))","v":""}]
[27.5,0,0,92.257088888888887,92.257088888888887,3320.7143444444455,2.29,{"$f":"IF(B17=$V$36,\"Top of Chamber Elevation\",IF(A17=$C$5,\"Bottom of Chamber Elevation\",IF(A17=0,\"Bottom of Stone Elevation\",\"\")))","v":""}]
[26.5,0,0,92.257088888888887,92.257088888888887,3228.4572555555565,2.21,"",null,null,null,null,null,null,null,null,-1,-1,"above","base"]
[25.5,0,0,92.257088888888887,92.257088888888887,3136.2001666666674,2.13,"",null,null,null,null,null,null,null,null,{"$f":"IF(AND(Q18>=1,Q18<8),Q18+1,IF(S19=0,1,IF(Q18=8,Q18+0.5,-1)))","v":-1},{"$f":"IF(R18>=1,R18+1,IF(S19=0,1,-1))","v":-1},{"$f":"C6","v":12},{"$f":"C5","v":9}]
[24.5,0,0,92.257088888888887,92.257088888888887,3043.9430777777784,2.04,"",null,null,null,null,null,null,null,null,-1,-1,{"$f":"S19-1","v":11},{"$f":"T19-1","v":8}]
[23.5,0,0,92.257088888888887,92.257088888888887,2951.6859888888894,1.96,"",null,null,null,null,null,null,null,null,-1,-1,10,7]
[22.5,0,0,92.257088888888887,92.257088888888887,2859.4289000000003,1.88,"",null,null,null,null,null,null,null,null,-1,-1,9,6]
[21.5,0,0,92.257088888888887,92.257088888888887,2767.1718111111113,1.79,"",null,null,null,null,null,null,null,null,-1,-1,8,5]
[20.5,0,0,92.257088888888887,92.257088888888887,2674.9147222222223,1.71,"",null,null,null,null,null,"INSTALLED LENGTH",{"$f":"COUNTIF(S19:S115,\">0\")","v":12},null,-1,-1,7,4]
[19.5,0,0,92.257088888888887,92.257088888888887,2582.6576333333333,1.63,"",null,null,"S",null,{"$f":"C2","v":6},8,null,null,-1,-1,6,3]
[18.5,0,0,92.257088888888887,92.257088888888887,2490.4005444444442,1.54,"",null,null,"E",null,{"$f":"C3-M25","v":90},8,null,null,-1,-1,5,2]
[17.5,2E-3,1.542,45.511744444444446,47.053744444444447,2398.1434555555552,1.46,"Top of Chamber Elevation",null,null,"STONE BORDER (FT.)",null,1,{"$f":"M25*0.5","v":3},null,null,-1,-1,4,1]
[17,6.4000000000000001E-2,49.344000000000001,72.519488888888887,121.8634888888889,2351.0897111111108,1.42,"",null,null,"CHAMBER SPACING (FT.)",null,{"$f":"0/12","v":0},null,null,null,-1,-1,3,0]
[16,0.16800000000000001,129.52800000000002,40.445888888888874,169.97388888888889,2229.2262222222221,1.33,"",null,null,"BED WIDTH",null,{"$f":"(C2*O41+(2*M27)-M28)","v":26},null,null,null,-1,-1,2,-1]
[15,0.192,148.03200000000001,33.044288888888879,181.07628888888888,2059.2523333333334,1.25,"",null,null,"BED LENGTH",null,{"$f":"((M33-2)*N25)+(2*8.25)+(2*1)","v":130.5},null,null,null,-1,-1,1,-2]
[14,0.224,172.70400000000001,23.175488888888879,195.87948888888889,1878.1760444444444,1.17,"",null,null,"FT OF CHAMBER -",null,{"$f":"(M25*N25)+(M26*N26)+N27","v":771},null,null,null,1,1,0,-3]
[13,0.23599999999999999,181.95599999999999,19.474688888888888,201.43068888888888,1682.2965555555556,1.08,"",null,null,"Area (Sq. Ft.) -",null,{"$f":"M30*M29","v":3393},null,null,null,2,2,-1,-4]
[12,0.252,194.292,14.540288888888881,208.83228888888888,1480.8658666666668,1,"",null,null,{"$f":"C2","v":6},"ROW OF",{"$f":"C3/C2","v":16},null,null,null,3,3,-2,-5]
[11,0.26400000000000001,203.54400000000001,10.839488888888878,214.38348888888888,1272.033577777778,0.92,"",null,null,null,null,null,null,null,null,4,4,-3,-6]
[10,0.29199999999999998,225.13199999999998,2.204288888888891,227.33628888888887,1057.6500888888891,0.83,"",null,null,null,null,null,null,null,null,5,5,-4,-7]
[9,0,0,92.257088888888887,92.257088888888887,830.31380000000013,0.75,"Bottom of Chamber Elevation",null,null,null,null,null,null,"SYSTEM HEIGHT",null,6,6,-5,-8,null,2E-3,1]
[8,0,0,92.257088888888887,92.257088888888887,738.05671111111121,0.67,"",null,null,null,null,null,null,{"$f":"C5+8.5+C6","v":29.5},null,7,7,-6,-9,null,6.4000000000000001E-2,2]
[7,0,0,92.257088888888887,92.257088888888887,645.7996222222223,0.57999999999999996,"",null,null,null,null,null,"Stone Void",null,null,8,8,-7,-10,null,0.16800000000000001,3]
[6,0,0,92.257088888888887,92.257088888888887,553.54253333333338,0.5,"",null,null,null,null,null,{"$f":"C4/100","v":0.4},null,null,8.5,9,-8,-11,null,0.192,4]
[5,0,0,92.257088888888887,92.257088888888887,461.28544444444447,0.42,"",null,null,null,null,null,null,"Design chamber width",null,-1,10,-9,-12,null,0.224,5]
[4,0,0,92.257088888888887,92.257088888888887,369.02835555555555,0.33,"",null,null,null,null,null,null,4,null,-1,11,-10,-13,null,0.23599999999999999,6]
[3,0,0,92.257088888888887,92.257088888888887,276.77126666666663,0.25,"",null,null,null,null,null,null,null,null,-1,12,-11,-14,null,0.252,7]
[2,0,0,92.257088888888887,92.257088888888887,184.51417777777777,0.17,"",null,null,null,null,null,null,null,null,-1,13,-12,-15,null,0.26400000000000001,8]
[1,0,0,92.257088888888887,92.257088888888887,92.257088888888887,0.08,"",null,null,null,null,null,null,null,null,-1,14,-13,-16,null,0.29199999999999998,8.5]
[0,0,0,0,0,0,0,"Bottom of Stone Elevation",null,null,null,null,null,null,null,null,-1,15,-14,-17]
[-1,"","","",""," ","","",null,null,null,null,null,null,null,null,-1,16,-15,-18]
[-2,"","","",""," ","","",null,null,null,null,null,null,null,null,-1,17,-16,-19]
[-3,"","","",""," ","","",null,null,null,null,null,null,null,null,-1,18,-17,-20]
[-4,"","","",""," ","","",null,null,null,null,null,null,null,null,-1,19,-18,-21]
[-5,"","","",""," ","","",null,null,null,null,null,null,null,null,-1,20,-19,-22]
[-6,"","","",""," ","","",null,null,null,null,null,null,null,null,-1,21,-20,-23]
[-7,"","","",""," ","","",null,null,null,null,null,null,null,null,-1,22,-21,-24]
[-8,"","","",""," ","","",null,null,null,null,null,null,null,null,-1,23,-22,-25]
[-9,"","","",""," ","","",null,null,null,null,null,null,null,null,-1,24,-23,-26]
[-10,"","","",""," ","","",null,null,null,null,null,null,null,null,-1,25,-24,-27]
[-11,"","","",""," ","","",null,null,null,null,null,null,null,null,-1,26,-25,-28]
[-12,"","","",""," ","","",null,null,null,null,null,null,null,null,-1,27,-26,-29]
[-13,"","","",""," ","","",null,null,null,null,null,null,null,null,-1,28,-27,-30]
[-14,"","","",""," ","","",null,null,null,null,null,null,null,null,-1,29,-28,-31]
[-15,"","","",""," ","","",null,null,null,null,null,null,null,null,-1,30,-29,-32]
[-16,"","","",""," ","","",null,null,null,null,null,null,null,null,-1,31,-30,-33]
[-17,"","","",""," ","","",null,null,null,null,null,null,null,null,-1,32,-31,-34]
[-18,"","","",""," ","","",null,null,null,null,null,null,null,null,-1,33,-32,-35]
[-19,"","","",""," ","","",null,null,null,null,null,null,null,null,-1,34,-33,-36]
[-20,"","","",""," ","","",null,null,null,null,null,null,null,null,-1,35,-34,-37]
[-21,"","","",""," ","","",null,null,null,null,null,null,null,null,-1,36,-35,-38]
[-22,"","","",""," ","","",null,null,null,null,null,null,null,null,-1,37,-36,-39]
[-23,"","","",""," ","","",null,null,null,null,null,null,null,null,-1,38,-37,-40]
[-24,"","","",""," ","","",null,null,null,null,null,null,null,null,-1,39,-38,-41]
[-25,"","","",""," ","","",null,null,null,null,null,null,null,null,-1,40,-39,-42]
[-26,"","","",""," ","","",null,null,null,null,null,null,null,null,-1,41,-40,-43]
[-27,"","","",""," ","","",null,null,null,null,null,null,null,null,-1,42,-41,-44]
[-28,"","","",""," ","","",null,null,null,null,null,null,null,null,-1,43,-42,-45]
[-29,"","","",""," ","","",null,null,null,null,null,null,null,null,-1,44,-43,-46]
[-30,"","","",""," ","","",null,null,null,null,null,null,null,null,-1,45,-44,-47]
[-31,"","","",""," ","","",null,null,null,null,null,null,null,null,-1,46,-45,-48]
[-32,"","","",""," ","","",null,null,null,null,null,null,null,null,-1,47,-46,-49]
[-33,"","","",""," ","","",null,null,null,null,null,null,null,null,-1,48,-47,-50]
[-34,{"$f":"IF(A79<0,\"\",IF(Q83>=1,LOOKUP(Q83,W$36:W$44,V$36:V$44),0))","v":""},{"$f":"IF(A79=0,0,IF(A79<0,\"\",B79*$M$31))","v":""},{"$f":"IF(A79=0,0,IF(A79<0,\"\",IF(B79=$V$36,((C$7*0.5/12)-C79)*N$39,((C$7*1/12)-C79)*N$39)))","v":""},{"$f":"IF(A79=0,0,IF(A79<0,\"\",C79+D79))","v":""},{"$f":"IF(A79=0,0,IF(A79<0,\" \",IF(A79=1,D79,E79+F80)))","v":" "},{"$f":"IF(A79<0,\"\",ROUND($C$8+(A79/12),2))","v":""},"",null,null,null,null,null,null,null,null,-1,49,-48,-51]
[{"$f":"IF(Q83=0,0,IF(A79=\" \",\"\",IF(Q83=1,A79-0.5,A79-1)))","v":-35},"","","",""," ","","",null,null,null,null,null,null,null,null,-1,50,-49,-52]
[-36,"","","",""," ","",{"$f":"IF(B81=$V$36,\"Top of Chamber Elevation\",IF(A81=$C$5,\"Bottom of Chamber Elevation\",IF(A81=0,\"Bottom of Stone Elevation\",\"\")))","v":""},null,null,null,null,null,null,null,null,-1,51,-50,-53]
[-37,"","","",""," ","","",null,null,null,null,null,null,null,null,-1,52,-51,-54]
[-38,"","","",""," ","","",null,null,null,null,null,null,null,null,{"$f":"IF(AND(Q82>=1,Q82<8),Q82+1,IF(S83=0,1,IF(Q82=8,Q82+0.5,-1)))","v":-1},{"$f":"IF(R82>=1,R82+1,IF(S83=0,1,-1))","v":53},-52,-55]
[-39,"","","",""," ","","",null,null,null,null,null,null,null,null,-1,54,{"$f":"S83-1","v":-53},{"$f":"T83-1","v":-56}]
[-40,"","","",""," ","","",null,null,null,null,null,null,null,null,-1,55,-54,-57]
[-41,"","","",""," ","","",null,null,null,null,null,null,null,null,-1,56,-55,-58]
[-42,"","","",""," ","","",null,null,null,null,null,null,null,null,-1,57,-56,-59]
[-43,"","","",""," ","",null,null,null,null,null,null,null,null,null,-1,58,-57,-60]
[-44,"","","",""," ","",null,null,null,null,null,null,null,null,null,-1,59,-58,-61]
[-45,"","","",""," ","",null,null,null,null,null,null,null,null,null,-1,60,-59,-62]
[-46,"","","",""," ","",null,null,null,null,null,null,null,null,null,-1,61,-60,-63]
[-47,"","","",""," ","",null,null,null,null,null,null,null,null,null,-1,62,-61,-64]
[-48,"","","",""," ","",null,null,null,null,null,null,null,null,null,-1,63,-62,-65]
[-49,"","","",""," ","",null,null,null,null,null,null,null,null,null,-1,64,-63,-66]
[-50,"","","",""," ","",null,null,null,null,null,null,null,null,null,-1,65,-64,-67]
[-51,"","","",""," ","",null,null,null,null,null,null,null,null,null,-1,66,-65,-68]
[-52,"","","",""," ","",null,null,null,null,null,null,null,null,null,-1,67,-66,-69]
[-53,"","","",""," ","",null,null,null,null,null,null,null,null,null,-1,68,-67,-70]
[-54,"","","",""," ","",null,null,null,null,null,null,null,null,null,-1,69,-68,-71]
[-55,"","","",""," ","",null,null,null,null,null,null,null,null,null,-1,70,-69,-72]
[-56,"","","",""," ","",null,null,null,null,null,null,null,null,null,-1,71,-70,-73]
[-57,"","","",""," ","",null,null,null,null,null,null,null,null,null,-1,72,-71,-74]
[-58,"","","",""," ","",null,null,null,null,null,null,null,null,null,-1,73,-72,-75]
[-59,"","","",""," ","",null,null,null,null,null,null,null,null,null,-1,74,-73,-76]
[-60,"","","",""," ","",null,null,null,null,null,null,null,null,null,-1,75,-74,-77]
[-61,"","","",""," ","",null,null,null,null,null,null,null,null,null,-1,76,-75,-78]
[-62,"","","",""," ","",null,null,null,null,null,null,null,null,null,-1,77,-76,-79]
[-63,"","","",""," ","",null,null,null,null,null,null,null,null,null,-1,78,-77,-80]
[-64,"","","",""," ","",null,null,null,null,null,null,null,null,null,-1,79,-78,-81]
[-65,"","","",""," ","",null,null,null,null,null,null,null,null,null,-1,80,-79,-82]
[-66,"","","",""," ","",null,null,null,null,null,null,null,null,null,-1,81,-80,-83]
[-67,"","","",""," ","",null,null,null,null,null,null,null,null,null,-1,82,-81,-84]
[-68,"","","",""," ","",null,null,null,null,null,null,null,null,null,-1,83,-82,-85]
[-69,"","","",""," ","",null,null,null,null,null,null,null,null,null,-1,84,-83,-86]
[-70,"","","",""," ","",null,null,null,null,null,null,null,null,null,-1,85,-84,-87]
[-71,"","","",""," ","",null,null,null,null,null,null,null,null,null,-1,86,-85,-88]
[-72,"","","",""," ","",null,null,null,null,null,null,null,null,null,-1,87,-86,-89]
[-73,"","","",""," ","",null,null,null,null,null,null,null,null,null,-1,88,-87,-90]
[-74,"","","",""," ","",null,null,null,null,null,null,null,null,null,-1,89,-88,-91]
[-75,"","","",""," ","",null,null,null,null,null,null,null,null,null,-1,90,-89,-92]
[-76,"","","",""," ","",null,null,null,null,null,null,null,null,null,-1,91,-90,-93]
[-77,"","","",""," ","",null,null,null,null,null,null,null,null,null,-1,92,-91,-94]
[-78,"","","",""," ","",null,null,null,null,null,null,null,null,null,-1,93,-92,-95]
[-79,"","","",""," ","",null,null,null,null,null,null,null,null,null,-1,94,-93,-96]
[-80,"","","",""," ","",null,null,null,null,null,null,null,null,null,-1,95,-94,-97]
[-81,"","","",""," ","",null,null,null,null,null,null,null,null,null,-1,96,-95,-98]
[-82,"","","",""," ","",null,null,null,null,null,null,null,null,null,-1,97,-96,-99]
[-83,"","","",""," ","",null,null,null,null,null,null,null,null,null,-1,98,-97,-100]
[-84,"","","",""," ","",null,null,null,null,null,null,null,null,null,-1,99,-98,-101]
[-85,"","","",""," ","",null,null,null,null,null,null,null,null,null,-1,100,-99,-102]
[-86,"","","",""," ","",null,null,null,null,null,null,null,null,null,-1,101,-100,-103]
[-87,"","","",""," ","",null,null,null,null,null,null,null,null,null,-1,102,-101,-104]
[-88,"","","",""," ","",null,null,null,null,null,null,null,null,null,-1,103,-102,-105]
[-89,"","","",""," ","",null,null,null,null,null,null,null,null,null,-1,104,-103,-106]
[-90,"","","",""," ","",null,null,null,null,null,null,null,null,null,-1,105,-104,-107]
[-91,"","","",""," ","",null,null,null,null,null,null,null,null,null,-1,106,-105,-108]
[-92,"","","",""," ","",null,null,null,null,null,null,null,null,null,-1,107,-106,-109]
[-93,"","","",""," ","",null,null,null,null,null,null,null,null,null,-1,108,-107,-110]
[-94,"","","",""," ","",null,null,null,null,null,null,null,null,null,-1,109,-108,-111]
[-95,"","","",""," ","",null,null,null,null,null,null,null,null,null,-1,110,-109,-112]
[-96,"","","",""," ","",null,null,null,null,null,null,null,null,null,-1,111,-110,-113]
[-97,"","","",""," ","",null,null,null,null,null,null,null,null,null,-1,112,-111,-114]
[-98,{"$f":"IF(A143<0,\"\",IF(Q147>=1,LOOKUP(Q147,W$36:W$44,V$36:V$44),0))","v":""},{"$f":"IF(A143=0,0,IF(A143<0,\"\",B143*$M$31))","v":""},{"$f":"IF(A143=0,0,IF(A143<0,\"\",IF(B143=$V$36,((C$7*0.5/12)-C143)*N$39,((C$7*1/12)-C143)*N$39)))","v":""},{"$f":"IF(A143=0,0,IF(A143<0,\"\",C143+D143))","v":""},{"$f":"IF(A143=0,0,IF(A143<0,\" \",IF(A143=1,D143,E143+F144)))","v":" "},{"$f":"IF(A143<0,\"\",ROUND($C$8+(A143/12),2))","v":""},null,null,null,null,null,null,null,null,null,-1,113,-112,-115]
[{"$f":"IF(Q147=0,0,IF(A143=\" \",\"\",IF(Q147=1,A143-0.5,A143-1)))","v":-99},"","","",""," ","",null,null,null,null,null,null,null,null,null,-1,114,-113,-116]
[-100,"","","",""," ","",null,null,null,null,null,null,null,null,null,-1,115,-114,-117]
[-101,"","","",""," ","",null,null,null,null,null,null,null,null,null,-1,116,-115,-118]
[-102,"","","",""," ","",null,null,null,null,null,null,null,null,null,{"$f":"IF(AND(Q146>=1,Q146<8),Q146+1,IF(S147=0,1,IF(Q146=8,Q146+0.5,-1)))","v":-1},{"$f":"IF(R146>=1,R146+1,IF(S147=0,1,-1))","v":117},-116,-119]
[-103,"","","",""," ","",null,null,null,null,null,null,null,null,null,-1,118,{"$f":"S147-1","v":-117},{"$f":"T147-1","v":-120}]
[-104,"","","",""," ","",null,null,null,null,null,null,null,null,null,-1,119,-118,-121]
[-105,"","","",""," ","",null,null,null,null,null,null,null,null,null,-1,120,-119,-122]
[-106,"","","",""," ","",null,null,null,null,null,null,null,null,null,-1,121,-120,-123]
[-107,"","","",""," ","",null,null,null,null,null,null,null,null,null,-1,122,-121,-124]
[-108,"","","",""," ","",null,null,null,null,null,null,null,null,null,-1,123,-122,-125]
[-109,"","","",""," ","",null,null,null,null,null,null,null,null,null,-1,124,-123,-126]
[-110,"","","",""," ","",null,null,null,null,null,null,null,null,null,-1,125,-124,-127]
[-111,"","","",""," ","",null,null,null,null,null,null,null,null,null,-1,126,-125,-128]
[-112,"","","",""," ","",null,null,null,null,null,null,null,null,null,-1,127,-126,-129]
[-113,"","","",""," ","",null,null,null,null,null,null,null,null,null,-1,128,-127,-130]
[-114,"","","",""," ","",null,null,null,null,null,null,null,null,null,-1,129,-128,-131]
[-115,"","","",""," ","",null,null,null,null,null,null,null,null,null,-1,130,-129,-132]
[-116,"","","",""," ","",null,null,null,null,null,null,null,null,null,-1,131,-130,-133]
[-117,"","","",""," ","",null,null,null,null,null,null,null,null,null,-1,132,-131,-134]
[-118,"","","",""," ","",null,null,null,null,null,null,null,null,null,-1,133,-132,-135]
[-119,"","","",""," ","",null,null,null,null,null,null,null,null,null,-1,134,-133,-136]
[-120,"","","",""," ","",null,null,null,null,null,null,null,null,null,-1,135,-134,-137]
[-121,"","","",""," ","",null,null,null,null,null,null,null,null,null,-1,136,-135,-138]
[-122,"","","",""," ","",null,null,null,null,null,null,null,null,null,-1,137,-136,-139]
[-123,"","","",""," ","",null,null,null,null,null,null,null,null,null,-1,138,-137,-140]
[-124,"","","",""," ","",null,null,null,null,null,null,null,null,null,-1,139,-138,-141]
[-125,"","","",""," ","",null,null,null,null,null,null,null,null,null,-1,140,-139,-142]
[-126,"","","",""," ","",null,null,null,null,null,null,null,null,null,-1,141,-140,-143]
[-127,"","","",""," ","",null,null,null,null,null,null,null,null,null,-1,142,-141,-144]
[-128,"","","",""," ","",null,null,null,null,null,null,null,null,null,-1,143,-142,-145]
[-129,"","","",""," ","",null,null,null,null,null,null,null,null,null,-1,144,-143,-146]
[-130,"","","",""," ","",null,null,null,null,null,null,null,null,null,-1,145,-144,-147]
[-131,"","","",""," ","",null,null,null,null,null,null,null,null,null,-1,146,-145,-148]
[-132,"","","",""," ","",null,null,null,null,null,null,null,null,null,-1,147,-146,-149]
[-133,"","","",""," ","",null,null,null,null,null,null,null,null,null,-1,148,-147,-150]
[-134,"","","",""," ","",null,null,null,null,null,null,null,null,null,-1,149,-148,-151]
[-135,"","","",""," ","",null,null,null,null,null,null,null,null,null,-1,150,-149,-152]
[-136,"","","",""," ","",null,null,null,null,null,null,null,null,null,-1,151,-150,-153]
[-137,"","","",""," ","",null,null,null,null,null,null,null,null,null,-1,152,-151,-154]
[-138,"","","",""," ","",null,null,null,null,null,null,null,null,null,-1,153,-152,-155]
[-139,"","","",""," ","",null,null,null,null,null,null,null,null,null,-1,154,-153,-156]
[-140,"","","",""," ","",null,null,null,null,null,null,null,null,null,-1,155,-154,-157]
[-141,"","","",""," ","",null,null,null,null,null,null,null,null,null,-1,156,-155,-158]
[-142,"","","",""," ","",null,null,null,null,null,null,null,null,null,-1,157,-156,-159]
[-143,"","","",""," ","",null,null,null,null,null,null,null,null,null,-1,158,-157,-160]
[-144,"","","",""," ","",null,null,null,null,null,null,null,null,null,-1,159,-158,-161]
[-145,"","","",""," ","",null,null,null,null,null,null,null,null,null,-1,160,-159,-162]
[-146,"","","",""," ","",null,null,null,null,null,null,null,null,null,-1,161,-160,-163]
[-147,"","","",""," ","",null,null,null,null,null,null,null,null,null,-1,162,-161,-164]
[-148,"","","",""," ","",null,null,null,null,null,null,null,null,null,-1,163,-162,-165]
[-149,"","","",""," ","",null,null,null,null,null,null,null,null,null,-1,164,-163,-166]
[-150,"","","",""," ","",null,null,null,null,null,null,null,null,null,-1,165,-164,-167]
[-151,"","","",""," ","",null,null,null,null,null,null,null,null,null,-1,166,-165,-168]
[-152,"","","",""," ","",null,null,null,null,null,null,null,null,null,-1,167,-166,-169]
[-153,"","","",""," ","",null,null,null,null,null,null,null,null,null,-1,168,-167,-170]
[-154,"","","",""," ","",null,null,null,null,null,null,null,null,null,-1,169,-168,-171]
[-155,"","","",""," ","",null,null,null,null,null,null,null,null,null,-1,170,-169,-172]
[-156,"","","",""," ","",null,null,null,null,null,null,null,null,null,-1,171,-170,-173]
[-157,"","","",""," ","",null,null,null,null,null,null,null,null,null,-1,172,-171,-174]
[-158,"","","",""," ","",null,null,null,null,null,null,null,null,null,-1,173,-172,-175]
[-159,"","","",""," ","",null,null,null,null,null,null,null,null,null,-1,174,-173,-176]
[-160,"","","",""," ","",null,null,null,null,null,null,null,null,null,-1,175,-174,-177]
[-161,"","","",""," ","",null,null,null,null,null,null,null,null,null,-1,176,-175,-178]
[-162,{"$f":"IF(A207<0,\"\",IF(Q211>=1,LOOKUP(Q211,W$36:W$44,V$36:V$44),0))","v":""},{"$f":"IF(A207=0,0,IF(A207<0,\"\",B207*$M$31))","v":""},{"$f":"IF(A207=0,0,IF(A207<0,\"\",IF(B207=$V$36,((C$7*0.5/12)-C207)*N$39,((C$7*1/12)-C207)*N$39)))","v":""},{"$f":"IF(A207=0,0,IF(A207<0,\"\",C207+D207))","v":""},{"$f":"IF(A207=0,0,IF(A207<0,\" \",IF(A207=1,D207,E207+F208)))","v":" "},{"$f":"IF(A207<0,\"\",ROUND($C$8+(A207/12),2))","v":""},null,null,null,null,null,null,null,null,null,-1,177,-176,-179]
[{"$f":"IF(Q211=0,0,IF(A207=\" \",\"\",IF(Q211=1,A207-0.5,A207-1)))","v":-163},"","","",""," ","",null,null,null,null,null,null,null,null,null,-1,178,-177,-180]
[-164,"","","",""," ","",null,null,null,null,null,null,null,null,null,-1,179,-178,-181]
[-165,"","","",""," ","",null,null,null,null,null,null,null,null,null,-1,180,-179,-182]
[-166,"","","",""," ","",null,null,null,null,null,null,null,null,null,{"$f":"IF(AND(Q210>=1,Q210<8),Q210+1,IF(S211=0,1,IF(Q210=8,Q210+0.5,-1)))","v":-1},{"$f":"IF(R210>=1,R210+1,IF(S211=0,1,-1))","v":181},-180,-183]
[-167,"","","",""," ","",null,null,null,null,null,null,null,null,null,-1,182,{"$f":"S211-1","v":-181},{"$f":"T211-1","v":-184}]
[-168,"","","",""," ","",null,null,null,null,null,null,null,null,null,-1,183,-182,-185]
[-169,"","","",""," ","",null,null,null,null,null,null,null,null,null,-1,184,-183,-186]
[-170,"","","",""," ","",null,null,null,null,null,null,null,null,null,-1,185,-184,-187]
[-171,"","","",""," ","",null,null,null,null,null,null,null,null,null,-1,186,-185,-188]
[-172,"","","",""," ","",null,null,null,null,null,null,null,null,null,-1,187,-186,-189]
[-173,"","","",""," ","",null,null,null,null,null,null,null,null,null,-1,188,-187,-190]
[-174,"","","",""," ","",null,null,null,null,null,null,null,null,null,-1,189,-188,-191]
[-175,"","","",""," ","",null,null,null,null,null,null,null,null,null,-1,190,-189,-192]
[-176,"","","",""," ","",null,null,null,null,null,null,null,null,null,-1,191,-190,-193]
[-177,"","","",""," ","",null,null,null,null,null,null,null,null,null,-1,192,-191,-194]
[-178,"","","",""," ","",null,null,null,null,null,null,null,null,null,-1,193,-192,-195]
[-179,"","","",""," ","",null,null,null,null,null,null,null,null,null,-1,194,-193,-196]
[-180,"","","",""," ","",null,null,null,null,null,null,null,null,null,-1,195,-194,-197]
[-181,"","","",""," ","",null,null,null,null,null,null,null,null,null,-1,196,-195,-198]
[-182,"","","",""," ","",null,null,null,null,null,null,null,null,null,-1,197,-196,-199]
[-183,"","","",""," ","",null,null,null,null,null,null,null,null,null,-1,198,-197,-200]
[-184,"","","",""," ","",null,null,null,null,null,null,null,null,null,-1,199,-198,-201]
[-185,"","","",""," ","",null,null,null,null,null,null,null,null,null,-1,200,-199,-202]
[-186,"","","",""," ","",null,null,null,null,null,null,null,null,null,-1,201,-200,-203]
[-187,"","","",""," ","",null,null,null,null,null,null,null,null,null,-1,202,-201,-204]
[-188,"","","",""," ","",null,null,null,null,null,null,null,null,null,-1,203,-202,-205]
[-189,"","","",""," ","",null,null,null,null,null,null,null,null,null,-1,204,-203,-206]
[-190,"","","",""," ","",null,null,null,null,null,null,null,null,null,-1,205,-204,-207]
[-191,"","","",""," ","",null,null,null,null,null,null,null,null,null,-1,206,-205,-208]
[-192,"","","",""," ","",null,null,null,null,null,null,null,null,null,-1,207,-206,-209]
[-193,"","","",""," ","",null,null,null,null,null,null,null,null,null,-1,208,-207,-210]
[-194,"","","",""," ","",null,null,null,null,null,null,null,null,null,-1,209,-208,-211]
[-195,"","","",""," ","",null,null,null,null,null,null,null,null,null,-1,210,-209,-212]
[-196,"","","",""," ","",null,null,null,null,null,null,null,null,null,-1,211,-210,-213]
[-197,"","","",""," ","",null,null,null,null,null,null,null,null,null,-1,212,-211,-214]
[-198,"","","",""," ","",null,null,null,null,null,null,null,null,null,-1,213,-212,-215]
[-199,"","","",""," ","",null,null,null,null,null,null,null,null,null,-1,214,-213,-216]
[-200,"","","",""," ","",null,null,null,null,null,null,null,null,null,-1,215,-214,-217]
[-201,"","","",""," ","",null,null,null,null,null,null,null,null,null,-1,216,-215,-218]
[-202,"","","",""," ","",null,null,null,null,null,null,null,null,null,-1,217,-216,-219]
[-203,"","","",""," ","",null,null,null,null,null,null,null,null,null,-1,218,-217,-220]
[-204,"","","",""," ","",null,null,null,null,null,null,null,null,null,-1,219,-218,-221]
[-205,"","","",""," ","",null,null,null,null,null,null,null,null,null,-1,220,-219,-222]
[-206,"","","",""," ","",null,null,null,null,null,null,null,null,null,-1,221,-220,-223]
[-207,"","","",""," ","",null,null,null,null,null,null,null,null,null,-1,222,-221,-224]
[-208,"","","",""," ","",null,null,null,null,null,null,null,null,null,-1,223,-222,-225]
[-209,"","","",""," ","",null,null,null,null,null,null,null,null,null,-1,224,-223,-226]
[-210,"","","",""," ","",null,null,null,null,null,null,null,null,null,-1,225,-224,-227]
[-211,"","","",""," ","",null,null,null,null,null,null,null,null,null,-1,226,-225,-228]
[-212,"","","",""," ","",null,null,null,null,null,null,null,null,null,-1,227,-226,-229]
[-213,"","","",""," ","",null,null,null,null,null,null,null,null,null,-1,228,-227,-230]
[-214,"","","",""," ","",null,null,null,null,null,null,null,null,null,-1,229,-228,-231]
[-215,"","","",""," ","",null,null,null,null,null,null,null,null,null,-1,230,-229,-232]
[-216,"","","",""," ","",null,null,null,null,null,null,null,null,null,-1,231,-230,-233]
[-217,"","","",""," ","",null,null,null,null,null,null,null,null,null,-1,232,-231,-234]
[-218,"","","",""," ","",null,null,null,null,null,null,null,null,null,-1,233,-232,-235]
[-219,"","","",""," ","",null,null,null,null,null,null,null,null,null,-1,234,-233,-236]
[-220,"","","",""," ","",null,null,null,null,null,null,null,null,null,-1,235,-234,-237]
[-221,"","","",""," ","",null,null,null,null,null,null,null,null,null,-1,236,-235,-238]
[-222,"","","",""," ","",null,null,null,null,null,null,null,null,null,-1,237,-236,-239]
[-223,"","","",""," ","",null,null,null,null,null,null,null,null,null,-1,238,-237,-240]
[-224,"","","",""," ","",null,null,null,null,null,null,null,null,null,-1,239,-238,-241]
[-225,"","","",""," ","",null,null,null,null,null,null,null,null,null,-1,240,-239,-242]
[-226,{"$f":"IF(A271<0,\"\",IF(Q275>=1,LOOKUP(Q275,W$36:W$44,V$36:V$44),0))","v":""},{"$f":"IF(A271=0,0,IF(A271<0,\"\",B271*$M$31))","v":""},{"$f":"IF(A271=0,0,IF(A271<0,\"\",IF(B271=$V$36,((C$7*0.5/12)-C271)*N$39,((C$7*1/12)-C271)*N$39)))","v":""},{"$f":"IF(A271=0,0,IF(A271<0,\"\",C271+D271))","v":""},{"$f":"IF(A271=0,0,IF(A271<0,\" \",IF(A271=1,D271,E271+F272)))","v":" "},{"$f":"IF(A271<0,\"\",ROUND($C$8+(A271/12),2))","v":""},null,null,null,null,null,null,null,null,null,-1,241,-240,-243]
[{"$f":"IF(Q275=0,0,IF(A271=\" \",\"\",IF(Q275=1,A271-0.5,A271-1)))","v":-227},"","","",""," ","",null,null,null,null,null,null,null,null,null,-1,242,-241,-244]
[-228,"","","",""," ","",null,null,null,null,null,null,null,null,null,-1,243,-242,-245]
[-229,"","","",""," ","",null,null,null,null,null,null,null,null,null,-1,244,-243,-246]
[-230,"","","",""," ","",null,null,null,null,null,null,null,null,null,{"$f":"IF(AND(Q274>=1,Q274<8),Q274+1,IF(S275=0,1,IF(Q274=8,Q274+0.5,-1)))","v":-1},{"$f":"IF(R274>=1,R274+1,IF(S275=0,1,-1))","v":245},-244,-247]
[-231,"","","",""," ","",null,null,null,null,null,null,null,null,null,-1,246,{"$f":"S275-1","v":-245},{"$f":"T275-1","v":-248}]
[-232,"","","",""," ","",null,null,null,null,null,null,null,null,null,-1,247,-246,-249]
[-233,"","","",""," ","",null,null,null,null,null,null,null,null,null,-1,248,-247,-250]
[-234,"","","",""," ","",null,null,null,null,null,null,null,null,null,-1,249,-248,-251]
[-235,"","","",""," ","",null,null,null,null,null,null,null,null,null,-1,250,-249,-252]
[-236,"","","",""," ","",null,null,null,null,null,null,null,null,null,-1,251,-250,-253]
[-237,"","","",""," ","",null,null,null,null,null,null,null,null,null,-1,252,-251,-254]
[-238,"","","",""," ","",null,null,null,null,null,null,null,null,null,-1,253,-252,-255]
[-239,"","","",""," ","",null,null,null,null,null,null,null,null,null,-1,254,-253,-256]
[-240,"","","",""," ","",null,null,null,null,null,null,null,null,null,-1,255,-254,-257]
[-241,"","","",""," ","",null,null,null,null,null,null,null,null,null,-1,256,-255,-258]
[-242,"","","",""," ","",null,null,null,null,null,null,null,null,null,-1,257,-256,-259]
[-243,"","","",""," ","",null,null,null,null,null,null,null,null,null,-1,258,-257,-260]
[-244,"","","",""," ","",null,null,null,null,null,null,null,null,null,-1,259,-258,-261]
[-245,"","","",""," ","",null,null,null,null,null,null,null,null,null,-1,260,-259,-262]
[-246,"","","",""," ","",null,null,null,null,null,null,null,null,null,-1,261,-260,-263]
[-247,"","","",""," ","",null,null,null,null,null,null,null,null,null,-1,262,-261,-264]
[-248,"","","",""," ","",null,null,null,null,null,null,null,null,null,-1,263,-262,-265]
[-249,"","","",""," ","",null,null,null,null,null,null,null,null,null,-1,264,-263,-266]
[-250,"","","",""," ","",null,null,null,null,null,null,null,null,null,-1,265,-264,-267]
[-251,"","","",""," ","",null,null,null,null,null,null,null,null,null,-1,266,-265,-268]
[-252,"","","",""," ","",null,null,null,null,null,null,null,null,null,-1,267,-266,-269]
[-253,"","","",""," ","",null,null,null,null,null,null,null,null,null,-1,268,-267,-270]
[-254,"","","",""," ","",null,null,null,null,null,null,null,null,null,-1,269,-268,-271]
[-255,"","","",""," ","",null,null,null,null,null,null,null,null,null,-1,270,-269,-272]
[-256,"","","",""," ","",null,null,null,null,null,null,null,null,null,-1,271,-270,-273]
[-257,"","","",""," ","",null,null,null,null,null,null,null,null,null,-1,272,-271,-274]
[-258,"","","",""," ","",null,null,null,null,null,null,null,null,null,-1,273,-272,-275]
[-259,"","","",""," ","",null,null,null,null,null,null,null,null,null,-1,274,-273,-276]
[-260,"","","",""," ","",null,null,null,null,null,null,null,null,null,-1,275,-274,-277]
[-261,"","","",""," ","",null,null,null,null,null,null,null,null,null,-1,276,-275,-278]
[-262,"","","",""," ","",null,null,null,null,null,null,null,null,null,-1,277,-276,-279]
[-263,"","","",""," ","",null,null,null,null,null,null,null,null,null,-1,278,-277,-280]
[-264,"","","",""," ","",null,null,null,null,null,null,null,null,null,-1,279,-278,-281]
[-265,"","","",""," ","",null,null,null,null,null,null,null,null,null,-1,280,-279,-282]
[-266,"","","",""," ","",null,null,null,null,null,null,null,null,null,-1,281,-280,-283]
[-267,"","","",""," ","",null,null,null,null,null,null,null,null,null,-1,282,-281,-284]
[-268,"","","",""," ","",null,null,null,null,null,null,null,null,null,-1,283,-282,-285]
[-269,"","","",""," ","",null,null,null,null,null,null,null,null,null,-1,284,-283,-286]
[-270,"","","",""," ","",null,null,null,null,null,null,null,null,null,-1,285,-284,-287]
[0,0,0,0,0,0,0,null,null,null,null,null,null,null,null,null,-1,286,-285,-288]
[0,0,0,0,0,0,0,null,null,null,null,null,null,null,null,null,-1,287,-286,-289]
[null,null,null,null,null,null,null,null,null,null,null,null,null,null,null,null,-1,288,-287,-290]

{"sheet":"100HD-Imperial","index":7,"n_rows":318,"n_cols":27,"rows_kept":318,"cut":false,"hidden":true,"merged":[[11,0,11,8]]}
[]
["Number or Rows-",null,null,null,{"$f":"Data!$AG$6","v":6},"units"]
["Total number of chambers -",null,null,null,{"$f":"Data!$AG$17*Data!$AG$18","v":96},"units"]
["HVLV SFCx2 Feed Connectors -",null,null,null,{"$f":"Data!$AG$9","v":4},"units"]
["Stone Void -",null,null,null,{"$f":"Data!$Z$22*100","v":40},"%"]
["Stone Base -",null,null,null,{"$f":"Data!$Z$18","v":9},"inches"]
["Stone Above Units -",null,null,null,{"$f":"Data!$Z$17","v":12},"inches"]
["Area -",null,null,null,{"$f":"Data!$AG$23","v":2767.7126666666663},"ft2",{"$f":"O33","v":2651.7166666666667},"Min. Area Required "]
["Base of Stone Elevation- ",null,null,null,{"$f":"'INPUT INFORMATION'!$C$29","v":0},"ft",null,"Note: Min. Area required is based on"]
[null,null,null,null,null,null,null,"12\" around the system and typ. spacing"]
[]
["CULTEC Contactor 100HD Incremental Storage Volumes"]
["Height of System","Incremental Single Chamber","FC 24 Feed Connector single unit","Chamber Volume","HVLV SFCx2 Feed Connector Volume","Stone Volume","Cumulative Storage Volume","Total Cumulative Storage Volume","Elevation"]
["in","ft3","ft3","ft3","ft3","ft3","ft3","ft3","ft"]
[{"$f":"Q37","v":33.5},{"$f":"IF(A15<=0,\"\",IF(S19>=1,LOOKUP(S19,Y$32:Y$44,X$32:X$44),0))","v":0},{"$f":"IF(A15<=0,\"\",IF(S19>=6,LOOKUP(S19,Y$37:Y$44,Z$37:Z$44),0))","v":0},{"$f":"IF(A15=0,0,IF(A15<0,\"\",B15*$O$31))","v":0},{"$f":"IF(A15=0,0,IF(A15<0,\"\",C15*$O$32))","v":0},{"$f":"IF(A15=0,0,IF(A15<0,\"\",IF(B15=0.0001,((E$8*0.5/12)-D15)*P$39,((E$8*1/12)-D15)*P$39)))","v":92.257088888888887},{"$f":"IF(A15=0,0,IF(A15<0,\"\",D15+F15+E15))","v":92.257088888888887},{"$f":"IF(A15=0,0,IF(A15<0,\" \",IF(A15=1,F15,G15+H16)))","v":3907.0261929704925},{"$f":"IF(A15<0,\"\",ROUND($E$9+(A15/12),2))","v":2.79},"Top of Stone Elevation"]
[{"$f":"IF(S19=0,0,IF(A15=\" \",\"\",IF(S19=1,A15-0.5,A15-1)))","v":32.5},0,0,0,0,92.257088888888887,92.257088888888887,3814.7691040816035,2.71,{"$f":"IF(B16=$X$32,\"Top of Chamber Elevation\",IF(A16=$E$6,\"Bottom of Chamber Elevation\",IF(A16=0,\"Bottom of Stone Elevation\",\"\")))","v":""}]
[31.5,0,0,0,0,92.257088888888887,92.257088888888887,3722.5120151927144,2.63,{"$f":"IF(B17=$X$32,\"Top of Chamber Elevation\",IF(A17=$E$6,\"Bottom of Chamber Elevation\",IF(A17=0,\"Bottom of Stone Elevation\",\"\")))","v":""}]
[30.5,0,0,0,0,92.257088888888887,92.257088888888887,3630.2549263038254,2.54,"",null,null,null,null,null,null,null,null,-1,-1,"above","base"]
[29.5,0,0,0,0,92.257088888888887,92.257088888888887,3537.9978374149364,2.46,"",null,null,null,null,null,null,null,null,{"$f":"IF(AND(S18>=1,S18<12),S18+1,IF(U19=0,1,IF(S18=12,S18+0.5,-1)))","v":-1},{"$f":"IF(T18>=1,T18+1,IF(U19=0,1,-1))","v":-1},{"$f":"E7","v":12},{"$f":"E6","v":9}]
[28.5,0,0,0,0,92.257088888888887,92.257088888888887,3445.7407485260474,2.38,"",null,null,null,null,null,null,null,null,-1,-1,{"$f":"U19-1","v":11},{"$f":"V19-1","v":8}]
[27.5,0,0,0,0,92.257088888888887,92.257088888888887,3353.4836596371583,2.29,"",null,null,null,null,null,null,null,null,-1,-1,10,7]
[26.5,0,0,0,0,92.257088888888887,92.257088888888887,3261.2265707482693,2.21,"",null,null,null,null,null,null,null,null,-1,-1,9,6]
[25.5,0,0,0,0,92.257088888888887,92.257088888888887,3168.9694818593803,2.13,"",null,null,null,null,null,null,null,null,-1,-1,8,5]
[24.5,0,0,0,0,92.257088888888887,92.257088888888887,3076.7123929704912,2.04,"",null,null,null,null,null,"INSTALLED LENGTH",{"$f":"COUNTIF(U19:U115,\">0\")","v":12},null,-1,-1,7,4]
[23.5,0,0,0,0,92.257088888888887,92.257088888888887,2984.4553040816022,1.96,"",null,null,"S",null,{"$f":"E2","v":6},8,null,null,-1,-1,6,3]
[22.5,0,0,0,0,92.257088888888887,92.257088888888887,2892.1982151927132,1.88,"",null,null,"E",null,{"$f":"E3-O25","v":90},7.5,null,null,-1,-1,5,2]
[21.5,1E-4,0,7.2300000000000003E-2,0,46.099624444444444,46.171924444444443,2799.9411263038241,1.79,"Top of Chamber Elevation",null,null,"STONE BORDER (FT.)",null,1,null,null,null,-1,-1,4,1]
[21,2.4E-2,0,17.352,0,85.316288888888892,102.6682888888889,2753.7692018593798,1.75,"",null,null,"CHAMBER SPACING (FT.)",null,{"$f":"4/12","v":0.33333333333333331},null,null,null,-1,-1,3,0]
[20,6.7000000000000004E-2,0,48.441000000000003,0,72.880688888888884,121.32168888888889,2651.1009129704908,1.67,"",null,null,"BED WIDTH",null,{"$f":"(E2*Q41+(2*O27)-O28)","v":21.646666666666668},null,null,null,-1,-1,2,-1]
[19,0.11,0,79.53,0,60.445088888888883,139.97508888888888,2529.779224081602,1.58,"",null,null,"BED LENGTH",null,{"$f":"((O34-1)*P26)+(P25+(O27*2))","v":122.5},null,null,null,-1,-1,1,-2]
[18,0.13900000000000001,0,100.49700000000001,0,52.058288888888882,152.5552888888889,2389.8041351927131,1.5,"",null,null,"FT OF CHAMBER -",null,{"$f":"(O25*P25)+(O26*P26)","v":723},null,null,null,1,1,0,-3]
[17,0.159,1.3444275067750677E-3,114.95700000000001,1.7925700090334236E-3,46.274288888888883,161.23308145889791,2237.2488463038244,1.42,"",null,null,"FT OF FC CONNECTORS -",null,{"$f":"E4*O28","v":1.3333333333333333},null,null,null,2,2,-1,-4,null,1E-4,1]
[16,0.17399999999999999,8.4617773261065933E-3,125.80199999999999,1.1282369768142123E-2,41.936288888888889,167.74957125865703,2076.0157648449263,1.33,"",null,null,"Area (Sq. Ft.) -",null,{"$f":"O30*O29","v":2651.7166666666667},null,null,null,3,3,-2,-5,null,2.4E-2,2]
[15,0.184,3.0738341237579046E-2,133.03200000000001,4.0984454983438723E-2,39.044288888888879,172.11727334387231,1908.2661935862693,1.25,"",null,null,{"$f":"E2","v":6},"ROW OF",{"$f":"E3/E2","v":16},null,null,null,4,4,-3,-6,null,6.7000000000000004E-2,3]
[14,0.192,4.1006803297199641E-2,138.816,5.4675737729599522E-2,36.730688888888885,175.6013646266185,1736.148920242397,1.17,"",null,null,null,null,null,null,null,null,5,5,-4,-7,null,0.11,4]
[13,0.20300000000000001,4.5135360207768746E-2,146.76900000000001,6.0180480277024995E-2,33.549488888888881,180.37866936916589,1560.5475556157785,1.08,"",null,null,null,null,null,null,"SYSTEM HEIGHT",null,6,6,-5,-8,null,0.13900000000000001,5]
[12,0.20300000000000001,4.7548978093947605E-2,146.76900000000001,6.3398637458596807E-2,33.549488888888881,180.38188752634747,1380.1688862466126,1,"",null,null,null,null,null,null,{"$f":"E6+12.5+E7","v":33.5},null,7,7,-6,-9,null,0.159,6,1.3444275067750677E-3,1]
[11,0.20300000000000001,4.9937895212285449E-2,146.76900000000001,6.6583860283047261E-2,33.549488888888881,180.38507274917194,1199.786998720265,0.92,"",null,null,null,null,null,"Stone Void",null,null,8,8,-7,-10,null,0.17399999999999999,7,8.4617773261065933E-3,2]
[10,0.223,7.0227811653116534E-2,161.22900000000001,9.363708220415537E-2,27.765488888888878,189.08812597109306,1019.4019259710932,0.83,"",null,null,null,null,null,{"$f":"E5/100","v":0.4},null,null,9,9,-8,-11,null,0.184,8,3.0738341237579046E-2,3]
[9,0,0,0,0,92.257088888888887,92.257088888888887,830.31380000000013,0.75,"Bottom of Chamber Elevation",null,null,null,null,null,null,"Design chamber width",null,10,10,-9,-12,null,0.192,9,4.1006803297199641E-2,4]
[8,0,0,0,0,92.257088888888887,92.257088888888887,738.05671111111121,0.67,"",null,null,null,null,null,null,3.33,null,11,11,-10,-13,null,0.20300000000000001,10,4.5135360207768746E-2,5]
[7,0,0,0,0,92.257088888888887,92.257088888888887,645.7996222222223,0.57999999999999996,"",null,null,null,null,null,null,null,null,12,12,-11,-14,null,0.20300000000000001,11,4.7548978093947605E-2,6]
[6,0,0,0,0,92.257088888888887,92.257088888888887,553.54253333333338,0.5,"",null,null,null,null,null,null,null,null,12.5,13,-12,-15,null,0.20300000000000001,12,4.9937895212285449E-2,7]
[5,0,0,0,0,92.257088888888887,92.257088888888887,461.28544444444447,0.42,"",null,null,null,null,null,null,null,null,-1,14,-13,-16,null,0.223,12.5,7.0227811653116534E-2,8]
[4,0,0,0,0,92.257088888888887,92.257088888888887,369.02835555555555,0.33,"",null,null,null,null,null,null,null,null,-1,15,-14,-17]
[3,0,0,0,0,92.257088888888887,92.257088888888887,276.77126666666663,0.25,"",null,null,null,null,null,null,null,null,-1,16,-15,-18]
[2,0,0,0,0,92.257088888888887,92.257088888888887,184.51417777777777,0.17,"",null,null,null,null,null,null,null,null,-1,17,-16,-19]
[1,0,0,0,0,92.257088888888887,92.257088888888887,92.257088888888887,0.08,"",null,null,null,null,null,null,null,null,-1,18,-17,-20]
[0,"","",0,0,0,0,0,0,"Bottom of Stone Elevation",null,null,null,null,null,null,null,null,-1,19,-18,-21]
[-1,"","","","","",""," ","","",null,null,null,null,null,null,null,null,-1,20,-19,-22]
[-2,"","","","","",""," ","","",null,null,null,null,null,null,null,null,-1,21,-20,-23]
[-3,"","","","","",""," ","","",null,null,null,null,null,null,null,null,-1,22,-21,-24]
[-4,"","","","","",""," ","","",null,null,null,null,null,null,null,null,-1,23,-22,-25]
[-5,"","","","","",""," ","","",null,null,null,null,null,null,null,null,-1,24,-23,-26]
[-6,"","","","","",""," ","","",null,null,null,null,null,null,null,null,-1,25,-24,-27]
[-7,"","","","","",""," ","","",null,null,null,null,null,null,null,null,-1,26,-25,-28]
[-8,"","","","","",""," ","","",null,null,null,null,null,null,null,null,-1,27,-26,-29]
[-9,"","","","","",""," ","","",null,null,null,null,null,null,null,null,-1,28,-27,-30]
[-10,"","","","","",""," ","","",null,null,null,null,null,null,null,null,-1,29,-28,-31]
[-11,"","","","","",""," ","","",null,null,null,null,null,null,null,null,-1,30,-29,-32]
[-12,"","","","","",""," ","","",null,null,null,null,null,null,null,null,-1,31,-30,-33]
[-13,"","","","","",""," ","","",null,null,null,null,null,null,null,null,-1,32,-31,-34]
[-14,"","","","","",""," ","","",null,null,null,null,null,null,null,null,-1,33,-32,-35]
[-15,"","","","","",""," ","","",null,null,null,null,null,null,null,null,-1,34,-33,-36]
[-16,"","","","","",""," ","","",null,null,null,null,null,null,null,null,-1,35,-34,-37]
[-17,"","","","","",""," ","","",null,null,null,null,null,null,null,null,-1,36,-35,-38]
[-18,"","","","","",""," ","","",null,null,null,null,null,null,null,null,-1,37,-36,-39]
[-19,"","","","","",""," ","","",null,null,null,null,null,null,null,null,-1,38,-37,-40]
[-20,"","","","","",""," ","","",null,null,null,null,null,null,null,null,-1,39,-38,-41]
[-21,"","","","","",""," ","","",null,null,null,null,null,null,null,null,-1,40,-39,-42]
[-22,"","","","","",""," ","","",null,null,null,null,null,null,null,null,-1,41,-40,-43]
[-23,"","","","","",""," ","","",null,null,null,null,null,null,null,null,-1,42,-41,-44]
[-24,"","","","","",""," ","","",null,null,null,null,null,null,null,null,-1,43,-42,-45]
[-25,"","","","","",""," ","","",null,null,null,null,null,null,null,null,-1,44,-43,-46]
[-26,"","","","","",""," ","","",null,null,null,null,null,null,null,null,-1,45,-44,-47]
[-27,"","","","","",""," ","","",null,null,null,null,null,null,null,null,-1,46,-45,-48]
[-28,"","","","","",""," ","","",null,null,null,null,null,null,null,null,-1,47,-46,-49]
[-29,"","","","","",""," ","","",null,null,null,null,null,null,null,null,-1,48,-47,-50]
[-30,{"$f":"IF(A79<=0,\"\",IF(S83>=1,LOOKUP(S83,Y$32:Y$44,X$32:X$44),0))","v":""},{"$f":"IF(A79<=0,\"\",IF(S83>=6,LOOKUP(S83,Y$37:Y$44,Z$37:Z$44),0))","v":""},{"$f":"IF(A79=0,0,IF(A79<0,\"\",B79*$O$31))","v":""},{"$f":"IF(A79=0,0,IF(A79<0,\"\",C79*$O$32))","v":""},{"$f":"IF(A79=0,0,IF(A79<0,\"\",IF(B79=0.0001,((E$8*0.5/12)-D79)*P$39,((E$8*1/12)-D79)*P$39)))","v":""},{"$f":"IF(A79=0,0,IF(A79<0,\"\",D79+F79+E79))","v":""},{"$f":"IF(A79=0,0,IF(A79<0,\" \",IF(A79=1,F79,G79+H80)))","v":" "},{"$f":"IF(A79<0,\"\",ROUND($E$9+(A79/12),2))","v":""},"",null,null,null,null,null,null,null,null,-1,49,-48,-51]
[{"$f":"IF(S83=0,0,IF(A79=\" \",\"\",IF(S83=1,A79-0.5,A79-1)))","v":-31},"","","","","",""," ","","",null,null,null,null,null,null,null,null,-1,50,-49,-52]
[-32,"","","","","",""," ","",{"$f":"IF(B81=$X$32,\"Top of Chamber Elevation\",IF(A81=$E$6,\"Bottom of Chamber Elevation\",IF(A81=0,\"Bottom of Stone Elevation\",\"\")))","v":""},null,null,null,null,null,null,null,null,-1,51,-50,-53]
[-33,"","","","","",""," ","","",null,null,null,null,null,null,null,null,-1,52,-51,-54]
[-34,"","","","","",""," ","","",null,null,null,null,null,null,null,null,{"$f":"IF(AND(S82>=1,S82<12),S82+1,IF(U83=0,1,IF(S82=12,S82+0.5,-1)))","v":-1},{"$f":"IF(T82>=1,T82+1,IF(U83=0,1,-1))","v":53},-52,-55]
[-35,"","","","","",""," ","","",null,null,null,null,null,null,null,null,-1,54,{"$f":"U83-1","v":-53},{"$f":"V83-1","v":-56}]
[-36,"","","","","",""," ","","",null,null,null,null,null,null,null,null,-1,55,-54,-57]
[-37,"","","","","",""," ","","",null,null,null,null,null,null,null,null,-1,56,-55,-58]
[-38,"","","","","",""," ","","",null,null,null,null,null,null,null,null,-1,57,-56,-59]
[-39,"","","","","",""," ","","",null,null,null,null,null,null,null,null,-1,58,-57,-60]
[-40,"","","","","",""," ","","",null,null,null,null,null,null,null,null,-1,59,-58,-61]
[-41,"","","","","",""," ","","",null,null,null,null,null,null,null,null,-1,60,-59,-62]
[-42,"","","","","",""," ","","",null,null,null,null,null,null,null,null,-1,61,-60,-63]
[-43,"","","","","",""," ","","",null,null,null,null,null,null,null,null,-1,62,-61,-64]
[-44,"","","","","",""," ","","",null,null,null,null,null,null,null,null,-1,63,-62,-65]
[-45,"","","","","",""," ","","",null,null,null,null,null,null,null,null,-1,64,-63,-66]
[-46,"","","","","",""," ","","",null,null,null,null,null,null,null,null,-1,65,-64,-67]
[-47,"","","","","",""," ","","",null,null,null,null,null,null,null,null,-1,66,-65,-68]
[-48,"","","","","",""," ","","",null,null,null,null,null,null,null,null,-1,67,-66,-69]
[-49,"","","","","",""," ","","",null,null,null,null,null,null,null,null,-1,68,-67,-70]
[-50,"","","","","",""," ","","",null,null,null,null,null,null,null,null,-1,69,-68,-71]
[-51,"","","","","",""," ","","",null,null,null,null,null,null,null,null,-1,70,-69,-72]
[-52,"","","","","",""," ","","",null,null,null,null,null,null,null,null,-1,71,-70,-73]
[-53,"","","","","",""," ","","",null,null,null,null,null,null,null,null,-1,72,-71,-74]
[-54,"","","","","",""," ","","",null,null,null,null,null,null,null,null,-1,73,-72,-75]
[-55,"","","","","",""," ","","",null,null,null,null,null,null,null,null,-1,74,-73,-76]
[-56,"","","","","",""," ","","",null,null,null,null,null,null,null,null,-1,75,-74,-77]
[-57,"","","","","",""," ","","",null,null,null,null,null,null,null,null,-1,76,-75,-78]
[-58,"","","","","",""," ","","",null,null,null,null,null,null,null,null,-1,77,-76,-79]
[-59,"","","","","",""," ","","",null,null,null,null,null,null,null,null,-1,78,-77,-80]
[-60,"","","","","",""," ","","",null,null,null,null,null,null,null,null,-1,79,-78,-81]
[-61,"","","","","",""," ","","",null,null,null,null,null,null,null,null,-1,80,-79,-82]
[-62,"","","","","",""," ","","",null,null,null,null,null,null,null,null,-1,81,-80,-83]
[-63,"","","","","",""," ","","",null,null,null,null,null,null,null,null,-1,82,-81,-84]
[-64,"","","","","",""," ","","",null,null,null,null,null,null,null,null,-1,83,-82,-85]
[-65,"","","","","",""," ","","",null,null,null,null,null,null,null,null,-1,84,-83,-86]
[-66,"","","","","",""," ","","",null,null,null,null,null,null,null,null,-1,85,-84,-87]
[-67,"","","","","",""," ","","",null,null,null,null,null,null,null,null,-1,86,-85,-88]
[-68,"","","","","",""," ","","",null,null,null,null,null,null,null,null,-1,87,-86,-89]
[-69,"","","","","",""," ","","",null,null,null,null,null,null,null,null,-1,88,-87,-90]
[-70,"","","","","",""," ","","",null,null,null,null,null,null,null,null,-1,89,-88,-91]
[-71,"","","","","",""," ","","",null,null,null,null,null,null,null,null,-1,90,-89,-92]
[-72,"","","","","",""," ","","",null,null,null,null,null,null,null,null,-1,91,-90,-93]
[-73,"","","","","",""," ","","",null,null,null,null,null,null,null,null,-1,92,-91,-94]
[-74,"","","","","",""," ","","",null,null,null,null,null,null,null,null,-1,93,-92,-95]
[-75,"","","","","",""," ","","",null,null,null,null,null,null,null,null,-1,94,-93,-96]
[-76,"","","","","",""," ","","",null,null,null,null,null,null,null,null,-1,95,-94,-97]
[-77,"","","","","",""," ","","",null,null,null,null,null,null,null,null,-1,96,-95,-98]
[-78,"","","","","",""," ","","",null,null,null,null,null,null,null,null,-1,97,-96,-99]
[-79,"","","","","",""," ","","",null,null,null,null,null,null,null,null,-1,98,-97,-100]
[-80,"","","","","",""," ","","",null,null,null,null,null,null,null,null,-1,99,-98,-101]
[-81,"","","","","",""," ","","",null,null,null,null,null,null,null,null,-1,100,-99,-102]
[-82,"","","","","",""," ","","",null,null,null,null,null,null,null,null,-1,101,-100,-103]
[-83,"","","","","",""," ","","",null,null,null,null,null,null,null,null,-1,102,-101,-104]
[-84,"","","","","",""," ","","",null,null,null,null,null,null,null,null,-1,103,-102,-105]
[-85,"","","","","",""," ","","",null,null,null,null,null,null,null,null,-1,104,-103,-106]
[-86,"","","","","",""," ","","",null,null,null,null,null,null,null,null,-1,105,-104,-107]
[-87,"","","","","",""," ","","",null,null,null,null,null,null,null,null,-1,106,-105,-108]
[-88,"","","","","",""," ","","",null,null,null,null,null,null,null,null,-1,107,-106,-109]
[-89,"","","","","",""," ","","",null,null,null,null,null,null,null,null,-1,108,-107,-110]
[-90,"","","","","",""," ","","",null,null,null,null,null,null,null,null,-1,109,-108,-111]
[-91,"","","","","",""," ","","",null,null,null,null,null,null,null,null,-1,110,-109,-112]
[-92,"","","","","",""," ","","",null,null,null,null,null,null,null,null,-1,111,-110,-113]
[-93,"","","","","",""," ","","",null,null,null,null,null,null,null,null,-1,112,-111,-114]
[-94,{"$f":"IF(A143<=0,\"\",IF(S147>=1,LOOKUP(S147,Y$32:Y$44,X$32:X$44),0))","v":""},{"$f":"IF(A143<=0,\"\",IF(S147>=6,LOOKUP(S147,Y$37:Y$44,Z$37:Z$44),0))","v":""},{"$f":"IF(A143=0,0,IF(A143<0,\"\",B143*$O$31))","v":""},{"$f":"IF(A143=0,0,IF(A143<0,\"\",C143*$O$32))","v":""},{"$f":"IF(A143=0,0,IF(A143<0,\"\",IF(B143=0.0001,((E$8*0.5/12)-D143)*P$39,((E$8*1/12)-D143)*P$39)))","v":""},{"$f":"IF(A143=0,0,IF(A143<0,\"\",D143+F143+E143))","v":""},{"$f":"IF(A143=0,0,IF(A143<0,\" \",IF(A143=1,F143,G143+H144)))","v":" "},{"$f":"IF(A143<0,\"\",ROUND($E$9+(A143/12),2))","v":""},"",null,null,null,null,null,null,null,null,-1,113,-112,-115]
[{"$f":"IF(S147=0,0,IF(A143=\" \",\"\",IF(S147=1,A143-0.5,A143-1)))","v":-95},"","","","","",""," ","","",null,null,null,null,null,null,null,null,-1,114,-113,-116]
[-96,"","","","","",""," ","",{"$f":"IF(B145=$X$32,\"Top of Chamber Elevation\",IF(A145=$E$6,\"Bottom of Chamber Elevation\",IF(A145=0,\"Bottom of Stone Elevation\",\"\")))","v":""},null,null,null,null,null,null,null,null,-1,115,-114,-117]
[-97,"","","","","",""," ","","",null,null,null,null,null,null,null,null,-1,116,-115,-118]
[-98,"","","","","",""," ","","",null,null,null,null,null,null,null,null,{"$f":"IF(AND(S146>=1,S146<12),S146+1,IF(U147=0,1,IF(S146=12,S146+0.5,-1)))","v":-1},{"$f":"IF(T146>=1,T146+1,IF(U147=0,1,-1))","v":117},-116,-119]
[-99,"","","","","",""," ","","",null,null,null,null,null,null,null,null,-1,118,{"$f":"U147-1","v":-117},{"$f":"V147-1","v":-120}]
[-100,"","","","","",""," ","","",null,null,null,null,null,null,null,null,-1,119,-118,-121]
[-101,"","","","","",""," ","","",null,null,null,null,null,null,null,null,-1,120,-119,-122]
[-102,"","","","","",""," ","","",null,null,null,null,null,null,null,null,-1,121,-120,-123]
[-103,"","","","","",""," ","","",null,null,null,null,null,null,null,null,-1,122,-121,-124]
[-104,"","","","","",""," ","","",null,null,null,null,null,null,null,null,-1,123,-122,-125]
[-105,"","","","","",""," ","","",null,null,null,null,null,null,null,null,-1,124,-123,-126]
[-106,"","","","","",""," ","","",null,null,null,null,null,null,null,null,-1,125,-124,-127]
[-107,"","","","","",""," ","","",null,null,null,null,null,null,null,null,-1,126,-125,-128]
[-108,"","","","","",""," ","","",null,null,null,null,null,null,null,null,-1,127,-126,-129]
[-109,"","","","","",""," ","","",null,null,null,null,null,null,null,null,-1,128,-127,-130]
[-110,"","","","","",""," ","","",null,null,null,null,null,null,null,null,-1,129,-128,-131]
[-111,"","","","","",""," ","","",null,null,null,null,null,null,null,null,-1,130,-129,-132]
[-112,"","","","","",""," ","","",null,null,null,null,null,null,null,null,-1,131,-130,-133]
[-113,"","","","","",""," ","","",null,null,null,null,null,null,null,null,-1,132,-131,-134]
[-114,"","","","","",""," ","","",null,null,null,null,null,null,null,null,-1,133,-132,-135]
[-115,"","","","","",""," ","","",null,null,null,null,null,null,null,null,-1,134,-133,-136]
[-116,"","","","","",""," ","","",null,null,null,null,null,null,null,null,-1,135,-134,-137]
[-117,"","","","","",""," ","","",null,null,null,null,null,null,null,null,-1,136,-135,-138]
[-118,"","","","","",""," ","","",null,null,null,null,null,null,null,null,-1,137,-136,-139]
[-119,"","","","","",""," ","","",null,null,null,null,null,null,null,null,-1,138,-137,-140]
[-120,"","","","","",""," ","","",null,null,null,null,null,null,null,null,-1,139,-138,-141]
[-121,"","","","","",""," ","","",null,null,null,null,null,null,null,null,-1,140,-139,-142]
[-122,"","","","","",""," ","","",null,null,null,null,null,null,null,null,-1,141,-140,-143]
[-123,"","","","","",""," ","","",null,null,null,null,null,null,null,null,-1,142,-141,-144]
[-124,"","","","","",""," ","","",null,null,null,null,null,null,null,null,-1,143,-142,-145]
[-125,"","","","","",""," ","","",null,null,null,null,null,null,null,null,-1,144,-143,-146]
[-126,"","","","","",""," ","","",null,null,null,null,null,null,null,null,-1,145,-144,-147]
[-127,"","","","","",""," ","","",null,null,null,null,null,null,null,null,-1,146,-145,-148]
[-128,"","","","","",""," ","","",null,null,null,null,null,null,null,null,-1,147,-146,-149]
[-129,"","","","","",""," ","","",null,null,null,null,null,null,null,null,-1,148,-147,-150]
[-130,"","","","","",""," ","","",null,null,null,null,null,null,null,null,-1,149,-148,-151]
[-131,"","","","","",""," ","",null,null,null,null,null,null,null,null,null,-1,150,-149,-152]
[-132,"","","","","",""," ","",null,null,null,null,null,null,null,null,null,-1,151,-150,-153]
[-133,"","","","","",""," ","",null,null,null,null,null,null,null,null,null,-1,152,-151,-154]
[-134,"","","","","",""," ","",null,null,null,null,null,null,null,null,null,-1,153,-152,-155]
[-135,"","","","","",""," ","",null,null,null,null,null,null,null,null,null,-1,154,-153,-156]
[-136,"","","","","",""," ","",null,null,null,null,null,null,null,null,null,-1,155,-154,-157]
[-137,"","","","","",""," ","",null,null,null,null,null,null,null,null,null,-1,156,-155,-158]
[-138,"","","","","",""," ","",null,null,null,null,null,null,null,null,null,-1,157,-156,-159]
[-139,"","","","","",""," ","",null,null,null,null,null,null,null,null,null,-1,158,-157,-160]
[-140,"","","","","",""," ","",null,null,null,null,null,null,null,null,null,-1,159,-158,-161]
[-141,"","","","","",""," ","",null,null,null,null,null,null,null,null,null,-1,160,-159,-162]
[-142,"","","","","",""," ","",null,null,null,null,null,null,null,null,null,-1,161,-160,-163]
[-143,"","","","","",""," ","",null,null,null,null,null,null,null,null,null,-1,162,-161,-164]
[-144,"","","","","",""," ","",null,null,null,null,null,null,null,null,null,-1,163,-162,-165]
[-145,"","","","","",""," ","",null,null,null,null,null,null,null,null,null,-1,164,-163,-166]
[-146,"","","","","",""," ","",null,null,null,null,null,null,null,null,null,-1,165,-164,-167]
[-147,"","","","","",""," ","",null,null,null,null,null,null,null,null,null,-1,166,-165,-168]
[-148,"","","","","",""," ","",null,null,null,null,null,null,null,null,null,-1,167,-166,-169]
[-149,"","","","","",""," ","",null,null,null,null,null,null,null,null,null,-1,168,-167,-170]
[-150,"","","","","",""," ","",null,null,null,null,null,null,null,null,null,-1,169,-168,-171]
[-151,"","","","","",""," ","",null,null,null,null,null,null,null,null,null,-1,170,-169,-172]
[-152,"","","","","",""," ","",null,null,null,null,null,null,null,null,null,-1,171,-170,-173]
[-153,"","","","","",""," ","",null,null,null,null,null,null,null,null,null,-1,172,-171,-174]
[-154,"","","","","",""," ","",null,null,null,null,null,null,null,null,null,-1,173,-172,-175]
[-155,"","","","","",""," ","",null,null,null,null,null,null,null,null,null,-1,174,-173,-176]
[-156,"","","","","",""," ","",null,null,null,null,null,null,null,null,null,-1,175,-174,-177]
[-157,"","","","","",""," ","",null,null,null,null,null,null,null,null,null,-1,176,-175,-178]
[-158,{"$f":"IF(A207<=0,\"\",IF(S211>=1,LOOKUP(S211,Y$32:Y$44,X$32:X$44),0))","v":""},{"$f":"IF(A207<=0,\"\",IF(S211>=6,LOOKUP(S211,Y$37:Y$44,Z$37:Z$44),0))","v":""},{"$f":"IF(A207=0,0,IF(A207<0,\"\",B207*$O$31))","v":""},{"$f":"IF(A207=0,0,IF(A207<0,\"\",C207*$O$32))","v":""},{"$f":"IF(A207=0,0,IF(A207<0,\"\",IF(B207=0.0001,((E$8*0.5/12)-D207)*P$39,((E$8*1/12)-D207)*P$39)))","v":""},{"$f":"IF(A207=0,0,IF(A207<0,\"\",D207+F207+E207))","v":""},{"$f":"IF(A207=0,0,IF(A207<0,\" \",IF(A207=1,F207,G207+H208)))","v":" "},{"$f":"IF(A207<0,\"\",ROUND($E$9+(A207/12),2))","v":""},null,null,null,null,null,null,null,null,null,-1,177,-176,-179]
[{"$f":"IF(S211=0,0,IF(A207=\" \",\"\",IF(S211=1,A207-0.5,A207-1)))","v":-159},"","","","","",""," ","",null,null,null,null,null,null,null,null,null,-1,178,-177,-180]
[-160,"","","","","",""," ","",null,null,null,null,null,null,null,null,null,-1,179,-178,-181]
[-161,"","","","","",""," ","",null,null,null,null,null,null,null,null,null,-1,180,-179,-182]
[-162,"","","","","",""," ","",null,null,null,null,null,null,null,null,null,{"$f":"IF(AND(S210>=1,S210<12),S210+1,IF(U211=0,1,IF(S210=12,S210+0.5,-1)))","v":-1},{"$f":"IF(T210>=1,T210+1,IF(U211=0,1,-1))","v":181},-180,-183]
[-163,"","","","","",""," ","",null,null,null,null,null,null,null,null,null,-1,182,{"$f":"U211-1","v":-181},{"$f":"V211-1","v":-184}]
[-164,"","","","","",""," ","",null,null,null,null,null,null,null,null,null,-1,183,-182,-185]
[-165,"","","","","",""," ","",null,null,null,null,null,null,null,null,null,-1,184,-183,-186]
[-166,"","","","","",""," ","",null,null,null,null,null,null,null,null,null,-1,185,-184,-187]
[-167,"","","","","",""," ","",null,null,null,null,null,null,null,null,null,-1,186,-185,-188]
[-168,"","","","","",""," ","",null,null,null,null,null,null,null,null,null,-1,187,-186,-189]
[-169,"","","","","",""," ","",null,null,null,null,null,null,null,null,null,-1,188,-187,-190]
[-170,"","","","","",""," ","",null,null,null,null,null,null,null,null,null,-1,189,-188,-191]
[-171,"","","","","",""," ","",null,null,null,null,null,null,null,null,null,-1,190,-189,-192]
[-172,"","","","","",""," ","",null,null,null,null,null,null,null,null,null,-1,191,-190,-193]
[-173,"","","","","",""," ","",null,null,null,null,null,null,null,null,null,-1,192,-191,-194]
[-174,"","","","","",""," ","",null,null,null,null,null,null,null,null,null,-1,193,-192,-195]
[-175,"","","","","",""," ","",null,null,null,null,null,null,null,null,null,-1,194,-193,-196]
[-176,"","","","","",""," ","",null,null,null,null,null,null,null,null,null,-1,195,-194,-197]
[-177,"","","","","",""," ","",null,null,null,null,null,null,null,null,null,-1,196,-195,-198]
[-178,"","","","","",""," ","",null,null,null,null,null,null,null,null,null,-1,197,-196,-199]
[-179,"","","","","",""," ","",null,null,null,null,null,null,null,null,null,-1,198,-197,-200]
[-180,"","","","","",""," ","",null,null,null,null,null,null,null,null,null,-1,199,-198,-201]
[-181,"","","","","",""," ","",null,null,null,null,null,null,null,null,null,-1,200,-199,-202]
[-182,"","","","","",""," ","",null,null,null,null,null,null,null,null,null,-1,201,-200,-203]
[-183,"","","","","",""," ","",null,null,null,null,null,null,null,null,null,-1,202,-201,-204]
[-184,"","","","","",""," ","",null,null,null,null,null,null,null,null,null,-1,203,-202,-205]
[-185,"","","","","",""," ","",null,null,null,null,null,null,null,null,null,-1,204,-203,-206]
[-186,"","","","","",""," ","",null,null,null,null,null,null,null,null,null,-1,205,-204,-207]
[-187,"","","","","",""," ","",null,null,null,null,null,null,null,null,null,-1,206,-205,-208]
[-188,"","","","","",""," ","",null,null,null,null,null,null,null,null,null,-1,207,-206,-209]
[-189,"","","","","",""," ","",null,null,null,null,null,null,null,null,null,-1,208,-207,-210]
[-190,"","","","","",""," ","",null,null,null,null,null,null,null,null,null,-1,209,-208,-211]
[-191,"","","","","",""," ","",null,null,null,null,null,null,null,null,null,-1,210,-209,-212]
[-192,"","","","","",""," ","",null,null,null,null,null,null,null,null,null,-1,211,-210,-213]
[-193,"","","","","",""," ","",null,null,null,null,null,null,null,null,null,-1,212,-211,-214]
[-194,"","","","","",""," ","",null,null,null,null,null,null,null,null,null,-1,213,-212,-215]
[-195,"","","","","",""," ","",null,null,null,null,null,null,null,null,null,-1,214,-213,-216]
[-196,"","","","","",""," ","",null,null,null,null,null,null,null,null,null,-1,215,-214,-217]
[-197,"","","","","",""," ","",null,null,null,null,null,null,null,null,null,-1,216,-215,-218]
[-198,"","","","","",""," ","",null,null,null,null,null,null,null,null,null,-1,217,-216,-219]
[-199,"","","","","",""," ","",null,null,null,null,null,null,null,null,null,-1,218,-217,-220]
[-200,"","","","","",""," ","",null,null,null,null,null,null,null,null,null,-1,219,-218,-221]
[-201,"","","","","",""," ","",null,null,null,null,null,null,null,null,null,-1,220,-219,-222]
[-202,"","","","","",""," ","",null,null,null,null,null,null,null,null,null,-1,221,-220,-223]
[-203,"","","","","",""," ","",null,null,null,null,null,null,null,null,null,-1,222,-221,-224]
[-204,"","","","","",""," ","",null,null,null,null,null,null,null,null,null,-1,223,-222,-225]
[-205,"","","","","",""," ","",null,null,null,null,null,null,null,null,null,-1,224,-223,-226]
[-206,"","","","","",""," ","",null,null,null,null,null,null,null,null,null,-1,225,-224,-227]
[-207,"","","","","",""," ","",null,null,null,null,null,null,null,null,null,-1,226,-225,-228]
[-208,"","","","","",""," ","",null,null,null,null,null,null,null,null,null,-1,227,-226,-229]
[-209,"","","","","",""," ","",null,null,null,null,null,null,null,null,null,-1,228,-227,-230]
[-210,"","","","","",""," ","",null,null,null,null,null,null,null,null,null,-1,229,-228,-231]
[-211,"","","","","",""," ","",null,null,null,null,null,null,null,null,null,-1,230,-229,-232]
[-212,"","","","","",""," ","",null,null,null,null,null,null,null,null,null,-1,231,-230,-233]
[-213,"","","","","",""," ","",null,null,null,null,null,null,null,null,null,-1,232,-231,-234]
[-214,"","","","","",""," ","",null,null,null,null,null,null,null,null,null,-1,233,-232,-235]
[-215,"","","","","",""," ","",null,null,null,null,null,null,null,null,null,-1,234,-233,-236]
[-216,"","","","","",""," ","",null,null,null,null,null,null,null,null,null,-1,235,-234,-237]
[-217,"","","","","",""," ","",null,null,null,null,null,null,null,null,null,-1,236,-235,-238]
[-218,"","","","","",""," ","",null,null,null,null,null,null,null,null,null,-1,237,-236,-239]
[-219,"","","","","",""," ","",null,null,null,null,null,null,null,null,null,-1,238,-237,-240]
[-220,"","","","","",""," ","",null,null,null,null,null,null,null,null,null,-1,239,-238,-241]
[-221,"","","","","",""," ","",null,null,null,null,null,null,null,null,null,-1,240,-239,-242]
[-222,{"$f":"IF(A271<=0,\"\",IF(S275>=1,LOOKUP(S275,Y$32:Y$44,X$32:X$44),0))","v":""},{"$f":"IF(A271<=0,\"\",IF(S275>=6,LOOKUP(S275,Y$37:Y$44,Z$37:Z$44),0))","v":""},{"$f":"IF(A271=0,0,IF(A271<0,\"\",B271*$O$31))","v":""},{"$f":"IF(A271=0,0,IF(A271<0,\"\",C271*$O$32))","v":""},{"$f":"IF(A271=0,0,IF(A271<0,\"\",IF(B271=0.0001,((E$8*0.5/12)-D271)*P$39,((E$8*1/12)-D271)*P$39)))","v":""},{"$f":"IF(A271=0,0,IF(A271<0,\"\",D271+F271+E271))","v":""},{"$f":"IF(A271=0,0,IF(A271<0,\" \",IF(A271=1,F271,G271+H272)))","v":" "},{"$f":"IF(A271<0,\"\",ROUND($E$9+(A271/12),2))","v":""},null,null,null,null,null,null,null,null,null,-1,241,-240,-243]
[{"$f":"IF(S275=0,0,IF(A271=\" \",\"\",IF(S275=1,A271-0.5,A271-1)))","v":-223},"","","","","",""," ","",null,null,null,null,null,null,null,null,null,-1,242,-241,-244]
[-224,"","","","","",""," ","",null,null,null,null,null,null,null,null,null,-1,243,-242,-245]
[-225,"","","","","",""," ","",null,null,null,null,null,null,null,null,null,-1,244,-243,-246]
[-226,"","","","","",""," ","",null,null,null,null,null,null,null,null,null,{"$f":"IF(AND(S274>=1,S274<12),S274+1,IF(U275=0,1,IF(S274=12,S274+0.5,-1)))","v":-1},{"$f":"IF(T274>=1,T274+1,IF(U275=0,1,-1))","v":245},-244,-247]
[-227,"","","","","",""," ","",null,null,null,null,null,null,null,null,null,-1,246,{"$f":"U275-1","v":-245},{"$f":"V275-1","v":-248}]
[-228,"","","","","",""," ","",null,null,null,null,null,null,null,null,null,-1,247,-246,-249]
[-229,"","","","","",""," ","",null,null,null,null,null,null,null,null,null,-1,248,-247,-250]
[-230,"","","","","",""," ","",null,null,null,null,null,null,null,null,null,-1,249,-248,-251]
[-231,"","","","","",""," ","",null,null,null,null,null,null,null,null,null,-1,250,-249,-252]
[-232,"","","","","",""," ","",null,null,null,null,null,null,null,null,null,-1,251,-250,-253]
[-233,"","","","","",""," ","",null,null,null,null,null,null,null,null,null,-1,252,-251,-254]
[-234,"","","","","",""," ","",null,null,null,null,null,null,null,null,null,-1,253,-252,-255]
[-235,"","","","","",""," ","",null,null,null,null,null,null,null,null,null,-1,254,-253,-256]
[-236,"","","","","",""," ","",null,null,null,null,null,null,null,null,null,-1,255,-254,-257]
[-237,"","","","","",""," ","",null,null,null,null,null,null,null,null,null,-1,256,-255,-258]
[-238,"","","","","",""," ","",null,null,null,null,null,null,null,null,null,-1,257,-256,-259]
[-239,"","","","","",""," ","",null,null,null,null,null,null,null,null,null,-1,258,-257,-260]
[-240,"","","","","",""," ","",null,null,null,null,null,null,null,null,null,-1,259,-258,-261]
[-241,"","","","","",""," ","",null,null,null,null,null,null,null,null,null,-1,260,-259,-262]
[-242,"","","","","",""," ","",null,null,null,null,null,null,null,null,null,-1,261,-260,-263]
[-243,"","","","","",""," ","",null,null,null,null,null,null,null,null,null,-1,262,-261,-264]
[-244,"","","","","",""," ","",null,null,null,null,null,null,null,null,null,-1,263,-262,-265]
[-245,"","","","","",""," ","",null,null,null,null,null,null,null,null,null,-1,264,-263,-266]
[-246,"","","","","",""," ","",null,null,null,null,null,null,null,null,null,-1,265,-264,-267]
[-247,"","","","","",""," ","",null,null,null,null,null,null,null,null,null,-1,266,-265,-268]
[-248,"","","","","",""," ","",null,null,null,null,null,null,null,null,null,-1,267,-266,-269]
[-249,"","","","","",""," ","",null,null,null,null,null,null,null,null,null,-1,268,-267,-270]
[-250,"","","","","",""," ","",null,null,null,null,null,null,null,null,null,-1,269,-268,-271]
[-251,"","","","","",""," ","",null,null,null,null,null,null,null,null,null,-1,270,-269,-272]
[-252,"","","","","",""," ","",null,null,null,null,null,null,null,null,null,-1,271,-270,-273]
[-253,"","","","","",""," ","",null,null,null,null,null,null,null,null,null,-1,272,-271,-274]
[-254,"","","","","",""," ","",null,null,null,null,null,null,null,null,null,-1,273,-272,-275]
[-255,"","","","","",""," ","",null,null,null,null,null,null,null,null,null,-1,274,-273,-276]
[-256,"","","","","",""," ","",null,null,null,null,null,null,null,null,null,-1,275,-274,-277]
[-257,"","","","","",""," ","",null,null,null,null,null,null,null,null,null,-1,276,-275,-278]
[-258,"","","","","",""," ","",null,null,null,null,null,null,null,null,null,-1,277,-276,-279]
[-259,"","","","","",""," ","",null,null,null,null,null,null,null,null,null,-1,278,-277,-280]
[-260,"","","","","",""," ","",null,null,null,null,null,null,null,null,null,-1,279,-278,-281]
[-261,"","","","","",""," ","",null,null,null,null,null,null,null,null,null,-1,280,-279,-282]
[-262,"","","","","",""," ","",null,null,null,null,null,null,null,null,null,-1,281,-280,-283]
[-263,"","","","","",""," ","",null,null,null,null,null,null,null,null,null,-1,282,-281,-284]
[-264,"","","","","",""," ","",null,null,null,null,null,null,null,null,null,-1,283,-282,-285]
[-265,"","","","","",""," ","",null,null,null,null,null,null,null,null,null,-1,284,-283,-286]
[-266,"","","","","",""," ","",null,null,null,null,null,null,null,null,null,-1,285,-284,-287]
[0,"","",0,0,0,0,0,0,null,null,null,null,null,null,null,null,null,-1,286,-285,-288]
[0,"","",0,0,0,0,0,0,null,null,null,null,null,null,null,null,null,-1,287,-286,-289]
[null,null,null,null,null,null,null,null,null,null,null,null,null,null,null,null,null,null,-1,288,-287,-290]

{"sheet":"150XLHD-Imperial","index":8,"n_rows":316,"n_cols":27,"rows_kept":316,"cut":false,"hidden":true,"merged":[[11,0,11,8]]}
[]
["Number or Rows-",null,null,null,{"$f":"Data!$AG$6","v":6},"units"]
["Total number of chambers -",null,null,null,{"$f":"Data!$AG$17*Data!$AG$18","v":96},"units"]
["HVLV FC-24 Feed Connectors -",null,null,null,{"$f":"Data!$AG$9","v":4},"units"]
["Stone Void -",null,null,null,{"$f":"Data!$Z$22*100","v":40},"%"]
["Stone Base -",null,null,null,{"$f":"Data!$Z$18","v":9},"inches"]
["Stone Above Units -",null,null,null,{"$f":"Data!$Z$17","v":12},"inches"]
["Area -",null,null,null,{"$f":"Data!$AG$23","v":2767.7126666666663},"ft2",{"$f":"O31","v":3501.75},"Min. Area Required "]
["Base of Stone Elevation- ",null,null,null,{"$f":"'INPUT INFORMATION'!$C$29","v":0},"ft",null,"Note: Min. Area required is based on"]
[null,null,null,null,null,null,null,"12\" around the system and typ. spacing"]
[]
["CULTEC Recharger 150XLHD Incremental Storage Volumes"]
["Height of System","Incremental Single Chamber","FC 24 Feed Connector single unit","Chamber Volume","HVLV FC-24 Feed Connector Volume","Stone Volume","Cumulative Storage Volume","Total Cumulative Storage Volume","Elevation"]
["in","ft3","ft3","ft3","ft3","ft3","ft3","ft3","ft"]
[{"$f":"Q35","v":39.5},{"$f":"IF(A15<=0,\"\",IF(S17>=1,LOOKUP(S17,Y$16:Y$42,X$16:X$42),0))","v":0},{"$f":"IF(A15<=0,\"\",IF(S17>=8,LOOKUP(S17,Y$31:Y$42,Z$31:Z$42),0))","v":0},{"$f":"IF(A15=0,0,IF(A15<0,\"\",B15*$O$29))","v":0},{"$f":"IF(A15=0,0,IF(A15<0,\"\",C15*$O$30))","v":0},{"$f":"IF(A15=0,0,IF(A15<0,\"\",IF(B15=$X$24,((E$8*0.5/12)-D15)*P$37,((E$8*1/12)-D15)*P$37)))","v":92.257088888888887},{"$f":"IF(A15=0,0,IF(A15<0,\"\",D15+F15+E15))","v":92.257088888888887},{"$f":"IF(A15=0,0,IF(A15<0,\" \",IF(A15=1,F15,G15+H16)))","v":5219.2873111111076},{"$f":"IF(A15<0,\"\",ROUND($E$9+(A15/12),2))","v":3.29},"Top of Stone Elevation"]
[{"$f":"IF(A15=0,0,IF(A15=\"\",\"\",IF(S17=1,A15-0.5,A15-1)))","v":38.5},0,0,0,0,92.257088888888887,92.257088888888887,5127.030222222219,3.21,{"$f":"IF(B16=$X$24,\"Top of Chamber Elevation\",IF(A16=$E$6,\"Bottom of Chamber Elevation\",IF(A16=0,\"Bottom of Stone Elevation\",\"\")))","v":""},null,null,null,null,null,null,null,null,-1,-1,"above","base"]
[{"$f":"IF(S18=0,0,IF(A16=\" \",\"\",IF(S18=1,A16-0.5,A16-1)))","v":37.5},0,0,0,0,92.257088888888887,92.257088888888887,5034.7731333333304,3.13,{"$f":"IF(B17=$X$24,\"Top of Chamber Elevation\",IF(A17=$E$6,\"Bottom of Chamber Elevation\",IF(A17=0,\"Bottom of Stone Elevation\",\"\")))","v":""},null,null,null,null,null,null,null,null,{"$f":"IF(AND(S16>=1,S16<18),S16+1,IF(U17=0,1,IF(S16=18,S16+0.5,-1)))","v":-1},{"$f":"IF(T16>=1,T16+1,IF(U17=0,1,-1))","v":-1},{"$f":"E7","v":12},{"$f":"E6","v":9}]
[36.5,0,0,0,0,92.257088888888887,92.257088888888887,4942.5160444444418,3.04,"",null,null,null,null,null,null,null,null,-1,-1,{"$f":"U17-1","v":11},{"$f":"V17-1","v":8}]
[35.5,0,0,0,0,92.257088888888887,92.257088888888887,4850.2589555555533,2.96,"",null,null,null,null,null,null,null,null,-1,-1,10,7]
[34.5,0,0,0,0,92.257088888888887,92.257088888888887,4758.0018666666647,2.88,"",null,null,null,null,null,null,null,null,-1,-1,9,6]
[33.5,0,0,0,0,92.257088888888887,92.257088888888887,4665.7447777777761,2.79,"",null,null,null,null,null,null,null,null,-1,-1,8,5]
[32.5,0,0,0,0,92.257088888888887,92.257088888888887,4573.4876888888875,2.71,"",null,null,null,null,null,"INSTALLED LENGTH",{"$f":"COUNTIF(U17:U113,\">0\")","v":12},null,-1,-1,7,4]
[31.5,0,0,0,0,92.257088888888887,92.257088888888887,4481.230599999999,2.63,"",null,null,"S & E",null,{"$f":"E2*2","v":12},10.625,null,null,-1,-1,6,3]
[30.5,0,0,0,0,92.257088888888887,92.257088888888887,4388.9735111111104,2.54,"",null,null,"I",null,{"$f":"E3-O23","v":84},10.25,null,null,-1,-1,5,2,null,6.0000000000000001E-3,1]
[29.5,0,0,0,0,92.257088888888887,92.257088888888887,4296.7164222222218,2.46,"",null,null,"STONE BORDER (FT.)",null,1,null,null,null,-1,-1,4,1,null,0.01,2]
[28.5,0,0,0,0,92.257088888888887,92.257088888888887,4204.4593333333332,2.38,"",null,null,"CHAMBER SPACING (FT.)",null,0.5,null,null,null,-1,-1,3,0,null,3.2000000000000001E-2,3]
[27.5,6.0000000000000001E-3,0,5.931,0,43.756144444444445,49.687144444444442,4112.2022444444447,2.29,"Top of Chamber Elevation",null,null,"BED WIDTH",null,{"$f":"(E2*Q39+(2*O25)-O26)","v":21},null,null,null,-1,-1,2,-1,null,7.6999999999999999E-2,4]
[27,0.01,0,9.8849999999999998,0,88.303088888888894,98.188088888888899,4062.5151000000005,2.25,"",null,null,"BED LENGTH",null,{"$f":"((O32-2)*P24)+(2*P23)+(O25*2)","v":166.75},null,null,null,-1,-1,1,-2,null,0.10199999999999999,5]
[26,3.2000000000000001E-2,0,31.632000000000001,0,79.604288888888888,111.23628888888889,3964.3270111111115,2.17,"",null,null,"FT OF CHAMBER -",null,{"$f":"(O23*P23)+(O24*P24)","v":988.5},null,null,null,1,1,0,-3,null,0.11899999999999999,6]
[25,7.6999999999999999E-2,0,76.114499999999992,0,61.811288888888889,137.92578888888889,3853.0907222222227,2.08,"",null,null,"FT OF FC CONNECTORS -",null,{"$f":"E4*O26","v":2},null,null,null,2,2,-1,-4,null,0.13400000000000001,7]
[24,0.10199999999999999,0,100.827,0,51.926288888888884,152.75328888888887,3715.1649333333339,2,"",null,null,"Area (Sq. Ft.) -",null,{"$f":"O28*O27","v":3501.75},null,null,null,3,3,-2,-5,null,0.14599999999999999,8,0.11,1]
[23,0.11899999999999999,0,117.63149999999999,0,45.204488888888889,162.83598888888889,3562.4116444444448,1.92,"",null,null,{"$f":"E2","v":6},"ROW OF",{"$f":"E3/E2","v":16},null,null,null,4,4,-3,-6,null,0.156,9,0.09,2]
[22,0.13400000000000001,0,132.459,0,39.273488888888885,171.73248888888889,3399.5756555555558,1.83,"",null,null,null,null,null,null,null,null,5,5,-4,-7,null,0.16500000000000001,10,8.5999999999999993E-2,3]
[21,0.14599999999999999,0.11,144.321,0.22,34.528688888888887,179.06968888888889,3227.843166666667,1.75,"",null,null,null,null,null,null,"SYSTEM HEIGHT",null,6,6,-5,-8,null,0.17199999999999999,11,8.5000000000000006E-2,4]
[20,0.156,0.09,154.20599999999999,0.18,30.574688888888886,184.96068888888888,3048.7734777777782,1.67,"",null,null,null,null,null,null,{"$f":"E6+18.5+E7","v":39.5},null,7,7,-6,-9,null,0.17899999999999999,12,8.3000000000000004E-2,5]
[19,0.16500000000000001,8.5999999999999993E-2,163.10250000000002,0.17199999999999999,27.016088888888873,190.29058888888889,2863.8127888888894,1.58,"",null,null,null,null,null,"Stone Void",null,null,8,8,-7,-10,null,0.184,13,7.9000000000000001E-2,6]
[18,0.17199999999999999,8.5000000000000006E-2,170.02199999999999,0.17,24.248288888888887,194.44028888888886,2673.5222000000003,1.5,"",null,null,null,null,null,{"$f":"E5/100","v":0.4},null,null,9,9,-8,-11,null,0.188,14,7.3999999999999996E-2,7]
[17,0.17899999999999999,8.3000000000000004E-2,176.94149999999999,0.16600000000000001,21.480488888888885,198.58798888888887,2479.0819111111114,1.42,"",null,null,null,null,null,null,"Design chamber width",null,10,10,-9,-12,null,0.191,15,7.0999999999999994E-2,8]
[16,0.184,7.9000000000000001E-2,181.88399999999999,0.158,19.503488888888889,201.54548888888885,2280.4939222222224,1.33,"",null,null,null,null,null,null,3.25,null,11,11,-10,-13,null,0.193,16,6.2E-2,9]
[15,0.188,7.3999999999999996E-2,185.83799999999999,0.14799999999999999,17.921888888888883,203.90788888888886,2078.9484333333335,1.25,"",null,null,null,null,null,null,null,null,12,12,-11,-14,null,0.19500000000000001,17,4.5999999999999999E-2,10]
[14,0.191,7.0999999999999994E-2,188.80350000000001,0.14199999999999999,16.735688888888877,205.6811888888889,1875.0405444444448,1.17,"",null,null,null,null,null,null,null,null,13,13,-12,-15,null,0.19700000000000001,18,0.02,11]
[13,0.193,6.2E-2,190.78050000000002,0.124,15.944888888888876,206.84938888888888,1669.3593555555558,1.08,"",null,null,null,null,null,null,null,null,14,14,-13,-16,null,0.20699999999999999,18.5,1.2999999999999999E-2,12]
[12,0.19500000000000001,4.5999999999999999E-2,192.75749999999999,9.1999999999999998E-2,15.154088888888886,208.00358888888888,1462.509966666667,1,"",null,null,null,null,null,null,null,null,15,15,-14,-17]
[11,0.19700000000000001,0.02,194.7345,0.04,14.363288888888883,209.13778888888888,1254.506377777778,0.92,"",null,null,null,null,null,null,null,null,16,16,-15,-18]
[10,0.20699999999999999,1.2999999999999999E-2,204.61949999999999,2.5999999999999999E-2,10.409288888888888,215.05478888888888,1045.368588888889,0.83,"",null,null,null,null,null,null,null,null,17,17,-16,-19]
[9,0,0,0,0,92.257088888888887,92.257088888888887,830.31380000000013,0.75,"Bottom of Chamber Elevation",null,null,null,null,null,null,null,null,18,18,-17,-20]
[8,0,0,0,0,92.257088888888887,92.257088888888887,738.05671111111121,0.67,"",null,null,null,null,null,null,null,null,18.5,19,-18,-21]
[7,0,0,0,0,92.257088888888887,92.257088888888887,645.7996222222223,0.57999999999999996,"",null,null,null,null,null,null,null,null,-1,20,-19,-22]
[6,0,0,0,0,92.257088888888887,92.257088888888887,553.54253333333338,0.5,"",null,null,null,null,null,null,null,null,-1,21,-20,-23]
[5,0,0,0,0,92.257088888888887,92.257088888888887,461.28544444444447,0.42,"",null,null,null,null,null,null,null,null,-1,22,-21,-24]
[4,0,0,0,0,92.257088888888887,92.257088888888887,369.02835555555555,0.33,"",null,null,null,null,null,null,null,null,-1,23,-22,-25]
[3,0,0,0,0,92.257088888888887,92.257088888888887,276.77126666666663,0.25,"",null,null,null,null,null,null,null,null,-1,24,-23,-26]
[2,0,0,0,0,92.257088888888887,92.257088888888887,184.51417777777777,0.17,"",null,null,null,null,null,null,null,null,-1,25,-24,-27]
[1,0,0,0,0,92.257088888888887,92.257088888888887,92.257088888888887,0.08,"",null,null,null,null,null,null,null,null,-1,26,-25,-28]
[0,"","",0,0,0,0,0,0,"Bottom of Stone Elevation",null,null,null,null,null,null,null,null,-1,27,-26,-29]
[-1,"","","","","",""," ","","",null,null,null,null,null,null,null,null,-1,28,-27,-30]
[-2,"","","","","",""," ","","",null,null,null,null,null,null,null,null,-1,29,-28,-31]
[{"$f":"IF(S59=0,0,IF(A57=\"\",\"\",IF(S59=1,A57-0.5,A57-1)))","v":-3},"","","","","",""," ","","",null,null,null,null,null,null,null,null,-1,30,-29,-32]
[-4,"","","","","",""," ","","",null,null,null,null,null,null,null,null,-1,31,-30,-33]
[-5,"","","","","",""," ","","",null,null,null,null,null,null,null,null,-1,32,-31,-34]
[-6,"","","","","",""," ","","",null,null,null,null,null,null,null,null,-1,33,-32,-35]
[-7,"","","","","",""," ","","",null,null,null,null,null,null,null,null,-1,34,-33,-36]
[-8,"","","","","",""," ","","",null,null,null,null,null,null,null,null,-1,35,-34,-37]
[-9,"","","","","",""," ","","",null,null,null,null,null,null,null,null,-1,36,-35,-38]
[-10,"","","","","",""," ","","",null,null,null,null,null,null,null,null,-1,37,-36,-39]
[-11,"","","","","",""," ","","",null,null,null,null,null,null,null,null,-1,38,-37,-40]
[-12,"","","","","",""," ","","",null,null,null,null,null,null,null,null,-1,39,-38,-41]
[-13,"","","","","",""," ","","",null,null,null,null,null,null,null,null,-1,40,-39,-42]
[-14,"","","","","",""," ","","",null,null,null,null,null,null,null,null,-1,41,-40,-43]
[-15,"","","","","",""," ","","",null,null,null,null,null,null,null,null,-1,42,-41,-44]
[-16,"","","","","",""," ","","",null,null,null,null,null,null,null,null,-1,43,-42,-45]
[-17,"","","","","",""," ","","",null,null,null,null,null,null,null,null,-1,44,-43,-46]
[-18,"","","","","",""," ","","",null,null,null,null,null,null,null,null,-1,45,-44,-47]
[-19,"","","","","",""," ","","",null,null,null,null,null,null,null,null,-1,46,-45,-48]
[-20,"","","","","",""," ","","",null,null,null,null,null,null,null,null,-1,47,-46,-49]
[-21,"","","","","",""," ","","",null,null,null,null,null,null,null,null,-1,48,-47,-50]
[-22,"","","","","",""," ","","",null,null,null,null,null,null,null,null,-1,49,-48,-51]
[-23,"","","","","",""," ","","",null,null,null,null,null,null,null,null,-1,50,-49,-52]
[-24,{"$f":"IF(A79<=0,\"\",IF(S81>=1,LOOKUP(S81,Y$16:Y$42,X$16:X$42),0))","v":""},{"$f":"IF(A79<=0,\"\",IF(S81>=8,LOOKUP(S81,Y$31:Y$42,Z$31:Z$42),0))","v":""},{"$f":"IF(A79=0,0,IF(A79<0,\"\",B79*$O$29))","v":""},{"$f":"IF(A79=0,0,IF(A79<0,\"\",C79*$O$30))","v":""},{"$f":"IF(A79=0,0,IF(A79<0,\"\",IF(B79=$X$24,((E$8*0.5/12)-D79)*P$37,((E$8*1/12)-D79)*P$37)))","v":""},{"$f":"IF(A79=0,0,IF(A79<0,\"\",D79+F79+E79))","v":""},{"$f":"IF(A79=0,0,IF(A79<0,\" \",IF(A79=1,F79,G79+H80)))","v":" "},{"$f":"IF(A79<0,\"\",ROUND($E$9+(A79/12),2))","v":""},"",null,null,null,null,null,null,null,null,-1,51,-50,-53]
[-25,"","","","","",""," ","","",null,null,null,null,null,null,null,null,-1,52,-51,-54]
[-26,"","","","","",""," ","",{"$f":"IF(B81=$X$24,\"Top of Chamber Elevation\",IF(A81=$E$6,\"Bottom of Chamber Elevation\",IF(A81=0,\"Bottom of Stone Elevation\",\"\")))","v":""},null,null,null,null,null,null,null,null,{"$f":"IF(AND(S80>=1,S80<18),S80+1,IF(U81=0,1,IF(S80=18,S80+0.5,-1)))","v":-1},{"$f":"IF(T80>=1,T80+1,IF(U81=0,1,-1))","v":53},-52,-55]
[-27,"","","","","",""," ","","",null,null,null,null,null,null,null,null,-1,54,{"$f":"U81-1","v":-53},{"$f":"V81-1","v":-56}]
[-28,"","","","","",""," ","","",null,null,null,null,null,null,null,null,-1,55,-54,-57]
[-29,"","","","","",""," ","","",null,null,null,null,null,null,null,null,-1,56,-55,-58]
[-30,"","","","","",""," ","","",null,null,null,null,null,null,null,null,-1,57,-56,-59]
[-31,"","","","","",""," ","","",null,null,null,null,null,null,null,null,-1,58,-57,-60]
[-32,"","","","","",""," ","","",null,null,null,null,null,null,null,null,-1,59,-58,-61]
[-33,"","","","","",""," ","","",null,null,null,null,null,null,null,null,-1,60,-59,-62]
[-34,"","","","","",""," ","","",null,null,null,null,null,null,null,null,-1,61,-60,-63]
[-35,"","","","","",""," ","","",null,null,null,null,null,null,null,null,-1,62,-61,-64]
[-36,"","","","","",""," ","","",null,null,null,null,null,null,null,null,-1,63,-62,-65]
[-37,"","","","","",""," ","","",null,null,null,null,null,null,null,null,-1,64,-63,-66]
[-38,"","","","","",""," ","","",null,null,null,null,null,null,null,null,-1,65,-64,-67]
[-39,"","","","","",""," ","","",null,null,null,null,null,null,null,null,-1,66,-65,-68]
[-40,"","","","","",""," ","","",null,null,null,null,null,null,null,null,-1,67,-66,-69]
[-41,"","","","","",""," ","","",null,null,null,null,null,null,null,null,-1,68,-67,-70]
[-42,"","","","","",""," ","","",null,null,null,null,null,null,null,null,-1,69,-68,-71]
[-43,"","","","","",""," ","","",null,null,null,null,null,null,null,null,-1,70,-69,-72]
[-44,"","","","","",""," ","","",null,null,null,null,null,null,null,null,-1,71,-70,-73]
[-45,"","","","","",""," ","","",null,null,null,null,null,null,null,null,-1,72,-71,-74]
[-46,"","","","","",""," ","","",null,null,null,null,null,null,null,null,-1,73,-72,-75]
[-47,"","","","","",""," ","","",null,null,null,null,null,null,null,null,-1,74,-73,-76]
[-48,"","","","","",""," ","","",null,null,null,null,null,null,null,null,-1,75,-74,-77]
[-49,"","","","","",""," ","","",null,null,null,null,null,null,null,null,-1,76,-75,-78]
[-50,"","","","","",""," ","","",null,null,null,null,null,null,null,null,-1,77,-76,-79]
[-51,"","","","","",""," ","","",null,null,null,null,null,null,null,null,-1,78,-77,-80]
[-52,"","","","","",""," ","","",null,null,null,null,null,null,null,null,-1,79,-78,-81]
[-53,"","","","","",""," ","","",null,null,null,null,null,null,null,null,-1,80,-79,-82]
[-54,"","","","","",""," ","","",null,null,null,null,null,null,null,null,-1,81,-80,-83]
[-55,"","","","","",""," ","","",null,null,null,null,null,null,null,null,-1,82,-81,-84]
[-56,"","","","","",""," ","","",null,null,null,null,null,null,null,null,-1,83,-82,-85]
[-57,"","","","","",""," ","","",null,null,null,null,null,null,null,null,-1,84,-83,-86]
[-58,"","","","","",""," ","","",null,null,null,null,null,null,null,null,-1,85,-84,-87]
[-59,"","","","","",""," ","","",null,null,null,null,null,null,null,null,-1,86,-85,-88]
[-60,"","","","","",""," ","","",null,null,null,null,null,null,null,null,-1,87,-86,-89]
[-61,"","","","","",""," ","","",null,null,null,null,null,null,null,null,-1,88,-87,-90]
[-62,"","","","","",""," ","","",null,null,null,null,null,null,null,null,-1,89,-88,-91]
[-63,"","","","","",""," ","","",null,null,null,null,null,null,null,null,-1,90,-89,-92]
[-64,"","","","","",""," ","","",null,null,null,null,null,null,null,null,-1,91,-90,-93]
[-65,"","","","","",""," ","","",null,null,null,null,null,null,null,null,-1,92,-91,-94]
[-66,"","","","","",""," ","","",null,null,null,null,null,null,null,null,-1,93,-92,-95]
[{"$f":"IF(S123=0,0,IF(A121=\"\",\"\",IF(S123=1,A121-0.5,A121-1)))","v":-67},"","","","","",""," ","","",null,null,null,null,null,null,null,null,-1,94,-93,-96]
[-68,"","","","","",""," ","","",null,null,null,null,null,null,null,null,-1,95,-94,-97]
[-69,"","","","","",""," ","","",null,null,null,null,null,null,null,null,-1,96,-95,-98]
[-70,"","","","","",""," ","","",null,null,null,null,null,null,null,null,-1,97,-96,-99]
[-71,"","","","","",""," ","","",null,null,null,null,null,null,null,null,-1,98,-97,-100]
[-72,"","","","","",""," ","","",null,null,null,null,null,null,null,null,-1,99,-98,-101]
[-73,"","","","","",""," ","","",null,null,null,null,null,null,null,null,-1,100,-99,-102]
[-74,"","","","","",""," ","","",null,null,null,null,null,null,null,null,-1,101,-100,-103]
[-75,"","","","","",""," ","","",null,null,null,null,null,null,null,null,-1,102,-101,-104]
[-76,"","","","","",""," ","","",null,null,null,null,null,null,null,null,-1,103,-102,-105]
[-77,"","","","","",""," ","",null,null,null,null,null,null,null,null,null,-1,104,-103,-106]
[-78,"","","","","",""," ","",null,null,null,null,null,null,null,null,null,-1,105,-104,-107]
[-79,"","","","","",""," ","",null,null,null,null,null,null,null,null,null,-1,106,-105,-108]
[-80,"","","","","",""," ","",null,null,null,null,null,null,null,null,null,-1,107,-106,-109]
[-81,"","","","","",""," ","",null,null,null,null,null,null,null,null,null,-1,108,-107,-110]
[-82,"","","","","",""," ","",null,null,null,null,null,null,null,null,null,-1,109,-108,-111]
[-83,"","","","","",""," ","",null,null,null,null,null,null,null,null,null,-1,110,-109,-112]
[-84,"","","","","",""," ","",null,null,null,null,null,null,null,null,null,-1,111,-110,-113]
[-85,"","","","","",""," ","",null,null,null,null,null,null,null,null,null,-1,112,-111,-114]
[-86,"","","","","",""," ","",null,null,null,null,null,null,null,null,null,-1,113,-112,-115]
[-87,"","","","","",""," ","",null,null,null,null,null,null,null,null,null,-1,114,-113,-116]
[-88,{"$f":"IF(A143<=0,\"\",IF(S145>=1,LOOKUP(S145,Y$16:Y$42,X$16:X$42),0))","v":""},{"$f":"IF(A143<=0,\"\",IF(S145>=8,LOOKUP(S145,Y$31:Y$42,Z$31:Z$42),0))","v":""},{"$f":"IF(A143=0,0,IF(A143<0,\"\",B143*$O$29))","v":""},{"$f":"IF(A143=0,0,IF(A143<0,\"\",C143*$O$30))","v":""},{"$f":"IF(A143=0,0,IF(A143<0,\"\",IF(B143=$X$24,((E$8*0.5/12)-D143)*P$37,((E$8*1/12)-D143)*P$37)))","v":""},{"$f":"IF(A143=0,0,IF(A143<0,\"\",D143+F143+E143))","v":""},{"$f":"IF(A143=0,0,IF(A143<0,\" \",IF(A143=1,F143,G143+H144)))","v":" "},{"$f":"IF(A143<0,\"\",ROUND($E$9+(A143/12),2))","v":""},null,null,null,null,null,null,null,null,null,-1,115,-114,-117]
[-89,"","","","","",""," ","",null,null,null,null,null,null,null,null,null,-1,116,-115,-118]
[-90,"","","","","",""," ","",null,null,null,null,null,null,null,null,null,{"$f":"IF(AND(S144>=1,S144<18),S144+1,IF(U145=0,1,IF(S144=18,S144+0.5,-1)))","v":-1},{"$f":"IF(T144>=1,T144+1,IF(U145=0,1,-1))","v":117},-116,-119]
[-91,"","","","","",""," ","",null,null,null,null,null,null,null,null,null,-1,118,{"$f":"U145-1","v":-117},{"$f":"V145-1","v":-120}]
[-92,"","","","","",""," ","",null,null,null,null,null,null,null,null,null,-1,119,-118,-121]
[-93,"","","","","",""," ","",null,null,null,null,null,null,null,null,null,-1,120,-119,-122]
[-94,"","","","","",""," ","",null,null,null,null,null,null,null,null,null,-1,121,-120,-123]
[-95,"","","","","",""," ","",null,null,null,null,null,null,null,null,null,-1,122,-121,-124]
[-96,"","","","","",""," ","",null,null,null,null,null,null,null,null,null,-1,123,-122,-125]
[-97,"","","","","",""," ","",null,null,null,null,null,null,null,null,null,-1,124,-123,-126]
[-98,"","","","","",""," ","",null,null,null,null,null,null,null,null,null,-1,125,-124,-127]
[-99,"","","","","",""," ","",null,null,null,null,null,null,null,null,null,-1,126,-125,-128]
[-100,"","","","","",""," ","",null,null,null,null,null,null,null,null,null,-1,127,-126,-129]
[-101,"","","","","",""," ","",null,null,null,null,null,null,null,null,null,-1,128,-127,-130]
[-102,"","","","","",""," ","",null,null,null,null,null,null,null,null,null,-1,129,-128,-131]
[-103,"","","","","",""," ","",null,null,null,null,null,null,null,null,null,-1,130,-129,-132]
[-104,"","","","","",""," ","",null,null,null,null,null,null,null,null,null,-1,131,-130,-133]
[-105,"","","","","",""," ","",null,null,null,null,null,null,null,null,null,-1,132,-131,-134]
[-106,"","","","","",""," ","",null,null,null,null,null,null,null,null,null,-1,133,-132,-135]
[-107,"","","","","",""," ","",null,null,null,null,null,null,null,null,null,-1,134,-133,-136]
[-108,"","","","","",""," ","",null,null,null,null,null,null,null,null,null,-1,135,-134,-137]
[-109,"","","","","",""," ","",null,null,null,null,null,null,null,null,null,-1,136,-135,-138]
[-110,"","","","","",""," ","",null,null,null,null,null,null,null,null,null,-1,137,-136,-139]
[-111,"","","","","",""," ","",null,null,null,null,null,null,null,null,null,-1,138,-137,-140]
[-112,"","","","","",""," ","",null,null,null,null,null,null,null,null,null,-1,139,-138,-141]
[-113,"","","","","",""," ","",null,null,null,null,null,null,null,null,null,-1,140,-139,-142]
[-114,"","","","","",""," ","",null,null,null,null,null,null,null,null,null,-1,141,-140,-143]
[-115,"","","","","",""," ","",null,null,null,null,null,null,null,null,null,-1,142,-141,-144]
[-116,"","","","","",""," ","",null,null,null,null,null,null,null,null,null,-1,143,-142,-145]
[-117,"","","","","",""," ","",null,null,null,null,null,null,null,null,null,-1,144,-143,-146]
[-118,"","","","","",""," ","",null,null,null,null,null,null,null,null,null,-1,145,-144,-147]
[-119,"","","","","",""," ","",null,null,null,null,null,null,null,null,null,-1,146,-145,-148]
[-120,"","","","","",""," ","",null,null,null,null,null,null,null,null,null,-1,147,-146,-149]
[-121,"","","","","",""," ","",null,null,null,null,null,null,null,null,null,-1,148,-147,-150]
[-122,"","","","","",""," ","",null,null,null,null,null,null,null,null,null,-1,149,-148,-151]
[-123,"","","","","",""," ","",null,null,null,null,null,null,null,null,null,-1,150,-149,-152]
[-124,"","","","","",""," ","",null,null,null,null,null,null,null,null,null,-1,151,-150,-153]
[-125,"","","","","",""," ","",null,null,null,null,null,null,null,null,null,-1,152,-151,-154]
[-126,"","","","","",""," ","",null,null,null,null,null,null,null,null,null,-1,153,-152,-155]
[-127,"","","","","",""," ","",null,null,null,null,null,null,null,null,null,-1,154,-153,-156]
[-128,"","","","","",""," ","",null,null,null,null,null,null,null,null,null,-1,155,-154,-157]
[-129,"","","","","",""," ","",null,null,null,null,null,null,null,null,null,-1,156,-155,-158]
[-130,"","","","","",""," ","",null,null,null,null,null,null,null,null,null,-1,157,-156,-159]
[{"$f":"IF(S187=0,0,IF(A185=\"\",\"\",IF(S187=1,A185-0.5,A185-1)))","v":-131},"","","","","",""," ","",null,null,null,null,null,null,null,null,null,-1,158,-157,-160]
[-132,"","","","","",""," ","",null,null,null,null,null,null,null,null,null,-1,159,-158,-161]
[-133,"","","","","",""," ","",null,null,null,null,null,null,null,null,null,-1,160,-159,-162]
[-134,"","","","","",""," ","",null,null,null,null,null,null,null,null,null,-1,161,-160,-163]
[-135,"","","","","",""," ","",null,null,null,null,null,null,null,null,null,-1,162,-161,-164]
[-136,"","","","","",""," ","",null,null,null,null,null,null,null,null,null,-1,163,-162,-165]
[-137,"","","","","",""," ","",null,null,null,null,null,null,null,null,null,-1,164,-163,-166]
[-138,"","","","","",""," ","",null,null,null,null,null,null,null,null,null,-1,165,-164,-167]
[-139,"","","","","",""," ","",null,null,null,null,null,null,null,null,null,-1,166,-165,-168]
[-140,"","","","","",""," ","",null,null,null,null,null,null,null,null,null,-1,167,-166,-169]
[-141,"","","","","",""," ","",null,null,null,null,null,null,null,null,null,-1,168,-167,-170]
[-142,"","","","","",""," ","",null,null,null,null,null,null,null,null,null,-1,169,-168,-171]
[-143,"","","","","",""," ","",null,null,null,null,null,null,null,null,null,-1,170,-169,-172]
[-144,"","","","","",""," ","",null,null,null,null,null,null,null,null,null,-1,171,-170,-173]
[-145,"","","","","",""," ","",null,null,null,null,null,null,null,null,null,-1,172,-171,-174]
[-146,"","","","","",""," ","",null,null,null,null,null,null,null,null,null,-1,173,-172,-175]
[-147,"","","","","",""," ","",null,null,null,null,null,null,null,null,null,-1,174,-173,-176]
[-148,"","","","","",""," ","",null,null,null,null,null,null,null,null,null,-1,175,-174,-177]
[-149,"","","","","",""," ","",null,null,null,null,null,null,null,null,null,-1,176,-175,-178]
[-150,"","","","","",""," ","",null,null,null,null,null,null,null,null,null,-1,177,-176,-179]
[-151,"","","","","",""," ","",null,null,null,null,null,null,null,null,null,-1,178,-177,-180]
[-152,{"$f":"IF(A207<=0,\"\",IF(S209>=1,LOOKUP(S209,Y$16:Y$42,X$16:X$42),0))","v":""},{"$f":"IF(A207<=0,\"\",IF(S209>=8,LOOKUP(S209,Y$31:Y$42,Z$31:Z$42),0))","v":""},{"$f":"IF(A207=0,0,IF(A207<0,\"\",B207*$O$29))","v":""},{"$f":"IF(A207=0,0,IF(A207<0,\"\",C207*$O$30))","v":""},{"$f":"IF(A207=0,0,IF(A207<0,\"\",IF(B207=$X$24,((E$8*0.5/12)-D207)*P$37,((E$8*1/12)-D207)*P$37)))","v":""},{"$f":"IF(A207=0,0,IF(A207<0,\"\",D207+F207+E207))","v":""},{"$f":"IF(A207=0,0,IF(A207<0,\" \",IF(A207=1,F207,G207+H208)))","v":" "},{"$f":"IF(A207<0,\"\",ROUND($E$9+(A207/12),2))","v":""},null,null,null,null,null,null,null,null,null,-1,179,-178,-181]
[-153,"","","","","",""," ","",null,null,null,null,null,null,null,null,null,-1,180,-179,-182]
[-154,"","","","","",""," ","",null,null,null,null,null,null,null,null,null,{"$f":"IF(AND(S208>=1,S208<18),S208+1,IF(U209=0,1,IF(S208=18,S208+0.5,-1)))","v":-1},{"$f":"IF(T208>=1,T208+1,IF(U209=0,1,-1))","v":181},-180,-183]
[-155,"","","","","",""," ","",null,null,null,null,null,null,null,null,null,-1,182,{"$f":"U209-1","v":-181},{"$f":"V209-1","v":-184}]
[-156,"","","","","",""," ","",null,null,null,null,null,null,null,null,null,-1,183,-182,-185]
[-157,"","","","","",""," ","",null,null,null,null,null,null,null,null,null,-1,184,-183,-186]
[-158,"","","","","",""," ","",null,null,null,null,null,null,null,null,null,-1,185,-184,-187]
[-159,"","","","","",""," ","",null,null,null,null,null,null,null,null,null,-1,186,-185,-188]
[-160,"","","","","",""," ","",null,null,null,null,null,null,null,null,null,-1,187,-186,-189]
[-161,"","","","","",""," ","",null,null,null,null,null,null,null,null,null,-1,188,-187,-190]
[-162,"","","","","",""," ","",null,null,null,null,null,null,null,null,null,-1,189,-188,-191]
[-163,"","","","","",""," ","",null,null,null,null,null,null,null,null,null,-1,190,-189,-192]
[-164,"","","","","",""," ","",null,null,null,null,null,null,null,null,null,-1,191,-190,-193]
[-165,"","","","","",""," ","",null,null,null,null,null,null,null,null,null,-1,192,-191,-194]
[-166,"","","","","",""," ","",null,null,null,null,null,null,null,null,null,-1,193,-192,-195]
[-167,"","","","","",""," ","",null,null,null,null,null,null,null,null,null,-1,194,-193,-196]
[-168,"","","","","",""," ","",null,null,null,null,null,null,null,null,null,-1,195,-194,-197]
[-169,"","","","","",""," ","",null,null,null,null,null,null,null,null,null,-1,196,-195,-198]
[-170,"","","","","",""," ","",null,null,null,null,null,null,null,null,null,-1,197,-196,-199]
[-171,"","","","","",""," ","",null,null,null,null,null,null,null,null,null,-1,198,-197,-200]
[-172,"","","","","",""," ","",null,null,null,null,null,null,null,null,null,-1,199,-198,-201]
[-173,"","","","","",""," ","",null,null,null,null,null,null,null,null,null,-1,200,-199,-202]
[-174,"","","","","",""," ","",null,null,null,null,null,null,null,null,null,-1,201,-200,-203]
[-175,"","","","","",""," ","",null,null,null,null,null,null,null,null,null,-1,202,-201,-204]
[-176,"","","","","",""," ","",null,null,null,null,null,null,null,null,null,-1,203,-202,-205]
[-177,"","","","","",""," ","",null,null,null,null,null,null,null,null,null,-1,204,-203,-206]
[-178,"","","","","",""," ","",null,null,null,null,null,null,null,null,null,-1,205,-204,-207]
[-179,"","","","","",""," ","",null,null,null,null,null,null,null,null,null,-1,206,-205,-208]
[-180,"","","","","",""," ","",null,null,null,null,null,null,null,null,null,-1,207,-206,-209]
[-181,"","","","","",""," ","",null,null,null,null,null,null,null,null,null,-1,208,-207,-210]
[-182,"","","","","",""," ","",null,null,null,null,null,null,null,null,null,-1,209,-208,-211]
[-183,"","","","","",""," ","",null,null,null,null,null,null,null,null,null,-1,210,-209,-212]
[-184,"","","","","",""," ","",null,null,null,null,null,null,null,null,null,-1,211,-210,-213]
[-185,"","","","","",""," ","",null,null,null,null,null,null,null,null,null,-1,212,-211,-214]
[-186,"","","","","",""," ","",null,null,null,null,null,null,null,null,null,-1,213,-212,-215]
[-187,"","","","","",""," ","",null,null,null,null,null,null,null,null,null,-1,214,-213,-216]
[-188,"","","","","",""," ","",null,null,null,null,null,null,null,null,null,-1,215,-214,-217]
[-189,"","","","","",""," ","",null,null,null,null,null,null,null,null,null,-1,216,-215,-218]
[-190,"","","","","",""," ","",null,null,null,null,null,null,null,null,null,-1,217,-216,-219]
[-191,"","","","","",""," ","",null,null,null,null,null,null,null,null,null,-1,218,-217,-220]
[-192,"","","","","",""," ","",null,null,null,null,null,null,null,null,null,-1,219,-218,-221]
[-193,"","","","","",""," ","",null,null,null,null,null,null,null,null,null,-1,220,-219,-222]
[-194,"","","","","",""," ","",null,null,null,null,null,null,null,null,null,-1,221,-220,-223]
[{"$f":"IF(S251=0,0,IF(A249=\"\",\"\",IF(S251=1,A249-0.5,A249-1)))","v":-195},"","","","","",""," ","",null,null,null,null,null,null,null,null,null,-1,222,-221,-224]
[-196,"","","","","",""," ","",null,null,null,null,null,null,null,null,null,-1,223,-222,-225]
[-197,"","","","","",""," ","",null,null,null,null,null,null,null,null,null,-1,224,-223,-226]
[-198,"","","","","",""," ","",null,null,null,null,null,null,null,null,null,-1,225,-224,-227]
[-199,"","","","","",""," ","",null,null,null,null,null,null,null,null,null,-1,226,-225,-228]
[-200,"","","","","",""," ","",null,null,null,null,null,null,null,null,null,-1,227,-226,-229]
[-201,"","","","","",""," ","",null,null,null,null,null,null,null,null,null,-1,228,-227,-230]
[-202,"","","","","",""," ","",null,null,null,null,null,null,null,null,null,-1,229,-228,-231]
[-203,"","","","","",""," ","",null,null,null,null,null,null,null,null,null,-1,230,-229,-232]
[-204,"","","","","",""," ","",null,null,null,null,null,null,null,null,null,-1,231,-230,-233]
[-205,"","","","","",""," ","",null,null,null,null,null,null,null,null,null,-1,232,-231,-234]
[-206,"","","","","",""," ","",null,null,null,null,null,null,null,null,null,-1,233,-232,-235]
[-207,"","","","","",""," ","",null,null,null,null,null,null,null,null,null,-1,234,-233,-236]
[-208,"","","","","",""," ","",null,null,null,null,null,null,null,null,null,-1,235,-234,-237]
[-209,"","","","","",""," ","",null,null,null,null,null,null,null,null,null,-1,236,-235,-238]
[-210,"","","","","",""," ","",null,null,null,null,null,null,null,null,null,-1,237,-236,-239]
[-211,"","","","","",""," ","",null,null,null,null,null,null,null,null,null,-1,238,-237,-240]
[-212,"","","","","",""," ","",null,null,null,null,null,null,null,null,null,-1,239,-238,-241]
[-213,"","","","","",""," ","",null,null,null,null,null,null,null,null,null,-1,240,-239,-242]
[-214,"","","","","",""," ","",null,null,null,null,null,null,null,null,null,-1,241,-240,-243]
[-215,"","","","","",""," ","",null,null,null,null,null,null,null,null,null,-1,242,-241,-244]
[-216,{"$f":"IF(A271<=0,\"\",IF(S273>=1,LOOKUP(S273,Y$16:Y$42,X$16:X$42),0))","v":""},{"$f":"IF(A271<=0,\"\",IF(S273>=8,LOOKUP(S273,Y$31:Y$42,Z$31:Z$42),0))","v":""},{"$f":"IF(A271=0,0,IF(A271<0,\"\",B271*$O$29))","v":""},{"$f":"IF(A271=0,0,IF(A271<0,\"\",C271*$O$30))","v":""},{"$f":"IF(A271=0,0,IF(A271<0,\"\",IF(B271=$X$24,((E$8*0.5/12)-D271)*P$37,((E$8*1/12)-D271)*P$37)))","v":""},{"$f":"IF(A271=0,0,IF(A271<0,\"\",D271+F271+E271))","v":""},{"$f":"IF(A271=0,0,IF(A271<0,\" \",IF(A271=1,F271,G271+H272)))","v":" "},{"$f":"IF(A271<0,\"\",ROUND($E$9+(A271/12),2))","v":""},null,null,null,null,null,null,null,null,null,-1,243,-242,-245]
[-217,"","","","","",""," ","",null,null,null,null,null,null,null,null,null,-1,244,-243,-246]
[-218,"","","","","",""," ","",null,null,null,null,null,null,null,null,null,{"$f":"IF(AND(S272>=1,S272<18),S272+1,IF(U273=0,1,IF(S272=18,S272+0.5,-1)))","v":-1},{"$f":"IF(T272>=1,T272+1,IF(U273=0,1,-1))","v":245},-244,-247]
[-219,"","","","","",""," ","",null,null,null,null,null,null,null,null,null,-1,246,{"$f":"U273-1","v":-245},{"$f":"V273-1","v":-248}]
[-220,"","","","","",""," ","",null,null,null,null,null,null,null,null,null,-1,247,-246,-249]
[-221,"","","","","",""," ","",null,null,null,null,null,null,null,null,null,-1,248,-247,-250]
[-222,"","","","","",""," ","",null,null,null,null,null,null,null,null,null,-1,249,-248,-251]
[-223,"","","","","",""," ","",null,null,null,null,null,null,null,null,null,-1,250,-249,-252]
[-224,"","","","","",""," ","",null,null,null,null,null,null,null,null,null,-1,251,-250,-253]
[-225,"","","","","",""," ","",null,null,null,null,null,null,null,null,null,-1,252,-251,-254]
[-226,"","","","","",""," ","",null,null,null,null,null,null,null,null,null,-1,253,-252,-255]
[-227,"","","","","",""," ","",null,null,null,null,null,null,null,null,null,-1,254,-253,-256]
[-228,"","","","","",""," ","",null,null,null,null,null,null,null,null,null,-1,255,-254,-257]
[-229,"","","","","",""," ","",null,null,null,null,null,null,null,null,null,-1,256,-255,-258]
[-230,"","","","","",""," ","",null,null,null,null,null,null,null,null,null,-1,257,-256,-259]
[-231,"","","","","",""," ","",null,null,null,null,null,null,null,null,null,-1,258,-257,-260]
[-232,"","","","","",""," ","",null,null,null,null,null,null,null,null,null,-1,259,-258,-261]
[-233,"","","","","",""," ","",null,null,null,null,null,null,null,null,null,-1,260,-259,-262]
[-234,"","","","","",""," ","",null,null,null,null,null,null,null,null,null,-1,261,-260,-263]
[-235,"","","","","",""," ","",null,null,null,null,null,null,null,null,null,-1,262,-261,-264]
[-236,"","","","","",""," ","",null,null,null,null,null,null,null,null,null,-1,263,-262,-265]
[-237,"","","","","",""," ","",null,null,null,null,null,null,null,null,null,-1,264,-263,-266]
[-238,"","","","","",""," ","",null,null,null,null,null,null,null,null,null,-1,265,-264,-267]
[-239,"","","","","",""," ","",null,null,null,null,null,null,null,null,null,-1,266,-265,-268]
[-240,"","","","","",""," ","",null,null,null,null,null,null,null,null,null,-1,267,-266,-269]
[-241,"","","","","",""," ","",null,null,null,null,null,null,null,null,null,-1,268,-267,-270]
[-242,"","","","","",""," ","",null,null,null,null,null,null,null,null,null,-1,269,-268,-271]
[-243,"","","","","",""," ","",null,null,null,null,null,null,null,null,null,-1,270,-269,-272]
[-244,"","","","","",""," ","",null,null,null,null,null,null,null,null,null,-1,271,-270,-273]
[-245,"","","","","",""," ","",null,null,null,null,null,null,null,null,null,-1,272,-271,-274]
[-246,"","","","","",""," ","",null,null,null,null,null,null,null,null,null,-1,273,-272,-275]
[-247,"","","","","",""," ","",null,null,null,null,null,null,null,null,null,-1,274,-273,-276]
[-248,"","","","","",""," ","",null,null,null,null,null,null,null,null,null,-1,275,-274,-277]
[-249,"","","","","",""," ","",null,null,null,null,null,null,null,null,null,-1,276,-275,-278]
[-250,"","","","","",""," ","",null,null,null,null,null,null,null,null,null,-1,277,-276,-279]
[-251,"","","","","",""," ","",null,null,null,null,null,null,null,null,null,-1,278,-277,-280]
[-252,"","","","","",""," ","",null,null,null,null,null,null,null,null,null,-1,279,-278,-281]
[-253,"","","","","",""," ","",null,null,null,null,null,null,null,null,null,-1,280,-279,-282]
[-254,"","","","","",""," ","",null,null,null,null,null,null,null,null,null,-1,281,-280,-283]
[-255,"","","","","",""," ","",null,null,null,null,null,null,null,null,null,-1,282,-281,-284]
[-256,"","","","","",""," ","",null,null,null,null,null,null,null,null,null,-1,283,-282,-285]
[-257,"","","","","",""," ","",null,null,null,null,null,null,null,null,null,-1,284,-283,-286]
[-258,"","","","","",""," ","",null,null,null,null,null,null,null,null,null,-1,285,-284,-287]
[-259,"","","","","",""," ","",null,null,null,null,null,null,null,null,null,-1,286,-285,-288]
[-260,{"$f":"IF(A315<=0,\"\",IF(#REF!>=1,LOOKUP(#REF!,Y$16:Y$42,X$16:X$42),0))","v":""},{"$f":"IF(A315<=0,\"\",IF(#REF!>=8,LOOKUP(#REF!,Y$31:Y$42,Z$31:Z$42),0))","v":""},"","","",""," ","",null,null,null,null,null,null,null,null,null,-1,287,-286,-289]
[null,null,null,null,null,null,null,null,null,null,null,null,null,null,null,null,null,null,-1,288,-287,-290]

{"sheet":"180HD-Imperial","index":9,"n_rows":210,"n_cols":27,"rows_kept":210,"cut":false,"hidden":true,"merged":[[11,0,11,8]]}
[]
["Number of Rows-",null,null,null,{"$f":"Data!$AG$6","v":6},"units"]
["Total number of chambers -",null,null,null,{"$f":"Data!$AG$17*Data!$AG$18","v":96},"units"]
["HVLV FC-24 Feed Connectors -",null,null,null,{"$f":"Data!$AG$9","v":4},"units"]
["Stone Void -",null,null,null,{"$f":"Data!$Z$22*100","v":40},"%"]
["Stone Base -",null,null,null,{"$f":"Data!$Z$18","v":9},"inches",{"$f":"IF(E6<6,\"Min. of 6 Inches Required\",\"\")","v":""}]
["Stone Above Units -",null,null,null,{"$f":"Data!$Z$17","v":12},"inches",{"$f":"IF(E7<6,\"Min. of 6 Inches Required\",\"\")","v":""}]
["Area -",null,null,null,{"$f":"Data!$AG$23","v":2767.7126666666663},"ft2",{"$f":"O30","v":2215.9499999999998},"Min. Area Required "]
["Base of Stone Elevation- ",null,null,null,{"$f":"'INPUT INFORMATION'!$C$29","v":0},"ft",null,"Note: Min. Area required is based on"]
[null,null,null,null,null,null,null,"12\" around the system and typ. spacing"]
[]
["CULTEC Recharger 180HD Incremental Storage Volumes"]
["Height of System","Incremental Single Chamber","FC 24 Feed Connector single unit","Chamber Volume","HVLV FC-24 Feed Connector Volume","Stone Volume","Cumulative Storage Volume","Total Cumulative Storage Volume","Elevation"]
["in","ft3","ft3","ft3","ft3","ft3","ft3","ft3","ft"]
[{"$f":"Q34","v":41.5},{"$f":"IF(A15<0,\"\",IF(S16>=1,LOOKUP(S16,Y$21:Y$41,X$21:X$41),0))","v":0},{"$f":"IF(A15<0,\"\",IF(S16>=10,LOOKUP(S16,Y$30:Y$41,Z$30:Z$41),0))","v":0},{"$f":"IF(A15<0,\"\",B15*$O$28)","v":0},{"$f":"IF(A15<0,\"\",C15*$O$29)","v":0},{"$f":"IF(A15=0,0,IF(A15=0,0,IF(A15<0,\"\",IF(B15=$X$21,((E$8*0.5/12)-D15)*P$36,((E$8*1/12)-D15)*P$36))))","v":92.257088888888887},{"$f":"IF(A15<0,\"\",D15+F15+E15)","v":92.257088888888887},{"$f":"IF(A15=0,0,IF(A15=0,0,IF(A15<0,\"\",IF(A15=1,F15,G15+H16))))","v":5098.001569688885},{"$f":"IF(A15<0,\"\",ROUND($E$9+(A15/12),2))","v":3.46},"Top of Stone Elevation",null,null,null,null,null,null,null,null,-1,-1,"above","base"]
[{"$f":"IF(S16=0,0,IF(A15=\" \",\"\",IF(S16=1,A15-0.5,A15-1)))","v":40.5},0,0,0,0,92.257088888888887,92.257088888888887,5005.7444807999964,3.38,{"$f":"IF(B16=$X$21,\"Top of Chamber Elevation\",IF(A16=$E$6,\"Bottom of Chamber Elevation\",IF(A16=0,\"Bottom of Stone Elevation\",\"\")))","v":""},null,null,null,null,null,null,null,null,{"$f":"IF(AND(S15>=1,S15<20),S15+1,IF(U16=0,1,IF(S15=20,S15+0.5,-1)))","v":-1},{"$f":"IF(T15>=1,T15+1,IF(U16=0,1,-1))","v":-1},{"$f":"E7","v":12},{"$f":"E6","v":9}]
[39.5,0,0,0,0,92.257088888888887,92.257088888888887,4913.4873919111078,3.29,{"$f":"IF(B17=$X$21,\"Top of Chamber Elevation\",IF(A17=$E$6,\"Bottom of Chamber Elevation\",IF(A17=0,\"Bottom of Stone Elevation\",\"\")))","v":""},null,null,null,null,null,null,null,null,-1,-1,{"$f":"U16-1","v":11},{"$f":"V16-1","v":8}]
[38.5,0,0,0,0,92.257088888888887,92.257088888888887,4821.2303030222192,3.21,"",null,null,null,null,null,null,null,null,-1,-1,10,7]
[37.5,0,0,0,0,92.257088888888887,92.257088888888887,4728.9732141333307,3.13,"",null,null,null,null,null,null,null,null,-1,-1,9,6]
[36.5,0,0,0,0,92.257088888888887,92.257088888888887,4636.7161252444421,3.04,"",null,null,null,null,null,null,null,null,-1,-1,8,5]
[35.5,0,0,0,0,92.257088888888887,92.257088888888887,4544.4590363555535,2.96,"",null,null,null,null,null,"INSTALLED LENGTH",{"$f":"COUNTIF(U16:U112,\">0\")","v":12},null,-1,-1,7,4,null,1E-4,1]
[34.5,0,0,0,0,92.257088888888887,92.257088888888887,4452.2019474666649,2.88,"",null,null,"S & E",null,{"$f":"E2*2","v":12},6.83,null,null,-1,-1,6,3,null,0.23300000000000001,2]
[33.5,0,0,0,0,92.257088888888887,92.257088888888887,4359.9448585777764,2.79,"",null,null,"I",null,{"$f":"E3-O22","v":84},6.33,null,null,-1,-1,5,2,null,0.222,3]
[32.5,0,0,0,0,92.257088888888887,92.257088888888887,4267.6877696888878,2.71,"",null,null,"STONE BORDER (FT.)",null,1,null,null,null,-1,-1,4,1,null,0.222,4]
[31.5,0,0,0,0,92.257088888888887,92.257088888888887,4175.4306807999992,2.63,"",null,null,"CHAMBER SPACING (FT.)",null,0.25,null,null,null,-1,-1,3,0,null,0.221,5]
[30.5,0,0,0,0,92.257088888888887,92.257088888888887,4083.1735919111106,2.54,"",null,null,"BED WIDTH",null,{"$f":"(E2*Q38+(2*O24)-O25)","v":21.25},null,null,null,-1,-1,2,-1,null,0.22,6]
[29.5,1E-4,0,6.1368000000000006E-2,0,46.103997244444443,46.165365244444445,3990.9165030222216,2.46,"Top of Chamber Elevation",null,null,"BED LENGTH",null,{"$f":"((O31-2)*P23)+(2*P22)+(O24*2)","v":104.28},null,null,null,-1,-1,1,-2,null,0.216,7]
[29,0.23300000000000001,0,142.98744000000002,0,35.062112888888876,178.04955288888891,3944.7511377777773,2.42,"",null,null,"FT OF CHAMBER -",null,{"$f":"(O22*P22)+(O23*P23)","v":613.68000000000006},null,null,null,1,1,0,-3,null,0.20899999999999999,8]
[28,0.222,0,136.23696000000001,0,37.762304888888877,173.99926488888889,3766.7015848888886,2.33,"",null,null,"FT OF FC CONNECTORS -",null,{"$f":"E4*O25","v":1},null,null,null,2,2,-1,-4,null,0.20599999999999999,9]
[27,0.222,0,136.23696000000001,0,37.762304888888877,173.99926488888889,3592.7023199999999,2.25,"",null,null,"Area (Sq. Ft.) -",null,{"$f":"O27*O26","v":2215.9499999999998},null,null,null,3,3,-2,-5,null,0.20200000000000001,10,0.11,1]
[26,0.221,0,135.62328000000002,0,38.007776888888877,173.63105688888891,3418.7030551111111,2.17,"",null,null,{"$f":"E2","v":6},"ROW OF",{"$f":"E3/E2","v":16},null,null,null,4,4,-3,-6,null,0.19800000000000001,11,0.09,2]
[25,0.22,0,135.00960000000001,0,38.253248888888884,173.2628488888889,3245.0719982222222,2.08,"",null,null,null,null,null,null,null,null,5,5,-4,-7,null,0.193,12,8.5999999999999993E-2,3]
[24,0.216,0,132.55488000000003,0,39.235136888888874,171.79001688888889,3071.8091493333332,2,"",null,null,null,null,null,null,"SYSTEM HEIGHT",null,6,6,-5,-8,null,0.18099999999999999,13,8.5000000000000006E-2,4]
[23,0.20899999999999999,0,128.25912,0,40.953440888888885,169.21256088888887,2900.019132444444,1.92,"",null,null,null,null,null,null,{"$f":"E6+20.5+E7","v":41.5},null,7,7,-6,-9,null,0.17100000000000001,14,8.3000000000000004E-2,5]
[22,0.20599999999999999,0,126.41808,0,41.689856888888883,168.1079368888889,2730.8065715555554,1.83,"",null,null,null,null,null,"Stone Void",null,null,8,8,-7,-10,null,0.161,15,7.9000000000000001E-2,6]
[21,0.20200000000000001,0.11,123.96336000000002,0.11,42.671744888888874,166.7451048888889,2562.6986346666663,1.75,"",null,null,null,null,null,{"$f":"E5/100","v":0.4},null,null,9,9,-8,-11,null,0.15,16,7.3999999999999996E-2,7]
[20,0.19800000000000001,0.09,121.50864000000001,0.09,43.653632888888879,165.25227288888888,2395.9535297777775,1.67,"",null,null,null,null,null,null,"DESINGN CHAMBER WIDTH",null,10,10,-9,-12,null,0.13500000000000001,17,7.0999999999999994E-2,8]
[19,0.193,8.5999999999999993E-2,118.44024000000002,8.5999999999999993E-2,44.880992888888876,163.4072328888889,2230.7012568888886,1.58,"",null,null,null,null,null,null,3.25,null,11,11,-10,-13,null,0.11700000000000001,18,6.2E-2,9]
[18,0.18099999999999999,8.5000000000000006E-2,111.07608,8.5000000000000006E-2,47.826656888888884,158.98773688888889,2067.2940239999998,1.5,"",null,null,null,null,null,null,null,null,12,12,-11,-14,null,0.09,19,4.5999999999999999E-2,10]
[17,0.17100000000000001,8.3000000000000004E-2,104.93928000000002,8.3000000000000004E-2,50.281376888888872,155.3036568888889,1908.306287111111,1.42,"",null,null,null,null,null,null,null,null,13,13,-12,-15,null,0.06,20,0.02,11]
[16,0.161,7.9000000000000001E-2,98.802480000000017,7.9000000000000001E-2,52.736096888888873,151.61757688888889,1753.0026302222223,1.33,"",null,null,null,null,null,null,null,null,14,14,-13,-16,null,3.7999999999999999E-2,20.5,1.2999999999999999E-2,12]
[15,0.15,7.3999999999999996E-2,92.052000000000007,7.3999999999999996E-2,55.436288888888889,147.5622888888889,1601.3850533333334,1.25,"",null,null,null,null,null,null,null,null,15,15,-14,-17]
[14,0.13500000000000001,7.0999999999999994E-2,82.846800000000016,7.0999999999999994E-2,59.118368888888881,142.03616888888891,1453.8227644444446,1.17,"",null,null,null,null,null,null,null,null,16,16,-15,-18]
[13,0.11700000000000001,6.2E-2,71.800560000000019,6.2E-2,63.536864888888879,135.39942488888892,1311.7865955555558,1.08,"",null,null,null,null,null,null,null,null,17,17,-16,-19]
[12,0.09,4.5999999999999999E-2,55.231200000000001,4.5999999999999999E-2,70.164608888888878,125.44180888888889,1176.3871706666669,1,"",null,null,null,null,null,null,null,null,18,18,-17,-20]
[11,0.06,0.02,36.820800000000006,0.02,77.528768888888891,114.36956888888889,1050.9453617777779,0.92,"",null,null,null,null,null,null,null,null,19,19,-18,-21]
[10,{"$f":"IF(A47<0,\"\",IF(S48>=1,LOOKUP(S48,Y$21:Y$41,X$21:X$41),0))","v":3.7999999999999999E-2},{"$f":"IF(A47<0,\"\",IF(S48>=10,LOOKUP(S48,Y$30:Y$41,Z$30:Z$41),0))","v":1.2999999999999999E-2},{"$f":"IF(A47<0,\"\",B47*$O$28)","v":23.319840000000003},{"$f":"IF(A47<0,\"\",C47*$O$29)","v":1.2999999999999999E-2},{"$f":"IF(A47=0,0,IF(A47=0,0,IF(A47<0,\"\",IF(B47=$X$21,((E$8*0.5/12)-D47)*P$36,((E$8*1/12)-D47)*P$36))))","v":82.929152888888893},{"$f":"IF(A47<0,\"\",D47+F47+E47)","v":106.2619928888889},{"$f":"IF(A47=0,0,IF(A47=0,0,IF(A47<0,\"\",IF(A47=1,F47,G47+H48))))","v":936.57579288888905},{"$f":"IF(A47<0,\"\",ROUND($E$9+(A47/12),2))","v":0.83},"",null,null,null,null,null,null,null,null,20,20,-19,-22]
[9,0,0,0,0,92.257088888888887,92.257088888888887,830.31380000000013,0.75,"Bottom of Chamber Elevation",null,null,null,null,null,null,null,null,{"$f":"IF(AND(S47>=1,S47<20),S47+1,IF(U48=0,1,IF(S47=20,S47+0.5,-1)))","v":20.5},{"$f":"IF(T47>=1,T47+1,IF(U48=0,1,-1))","v":21},-20,-23]
[8,0,0,0,0,92.257088888888887,92.257088888888887,738.05671111111121,0.67,"",null,null,null,null,null,null,null,null,-1,22,{"$f":"U48-1","v":-21},{"$f":"V48-1","v":-24}]
[7,0,0,0,0,92.257088888888887,92.257088888888887,645.7996222222223,0.57999999999999996,"",null,null,null,null,null,null,null,null,-1,23,-22,-25]
[6,0,0,0,0,92.257088888888887,92.257088888888887,553.54253333333338,0.5,"",null,null,null,null,null,null,null,null,-1,24,-23,-26]
[5,0,0,0,0,92.257088888888887,92.257088888888887,461.28544444444447,0.42,"",null,null,null,null,null,null,null,null,-1,25,-24,-27]
[4,0,0,0,0,92.257088888888887,92.257088888888887,369.02835555555555,0.33,"",null,null,null,null,null,null,null,null,-1,26,-25,-28]
[3,0,0,0,0,92.257088888888887,92.257088888888887,276.77126666666663,0.25,"",null,null,null,null,null,null,null,null,-1,27,-26,-29]
[2,0,0,0,0,92.257088888888887,92.257088888888887,184.51417777777777,0.17,"",null,null,null,null,null,null,null,null,-1,28,-27,-30]
[1,0,0,0,0,92.257088888888887,92.257088888888887,92.257088888888887,0.08,"",null,null,null,null,null,null,null,null,-1,29,-28,-31]
[0,0,0,0,0,0,0,0,0,"Bottom of Stone Elevation",null,null,null,null,null,null,null,null,-1,30,-29,-32]
[{"$f":"IF(S58=0,0,IF(A57=\"\",\"\",IF(S58=1,A57-0.5,A57-1)))","v":-1},"","","","","","","","","",null,null,null,null,null,null,null,null,-1,31,-30,-33]
[-2,"","","","","","","","","",null,null,null,null,null,null,null,null,-1,32,-31,-34]
[-3,"","","","","","","","","",null,null,null,null,null,null,null,null,-1,33,-32,-35]
[-4,"","","","","","","","","",null,null,null,null,null,null,null,null,-1,34,-33,-36]
[-5,"","","","","","","","","",null,null,null,null,null,null,null,null,-1,35,-34,-37]
[-6,"","","","","","","","","",null,null,null,null,null,null,null,null,-1,36,-35,-38]
[-7,"","","","","","","","","",null,null,null,null,null,null,null,null,-1,37,-36,-39]
[-8,"","","","","","","","","",null,null,null,null,null,null,null,null,-1,38,-37,-40]
[-9,"","","","","","","","","",null,null,null,null,null,null,null,null,-1,39,-38,-41]
[-10,"","","","","","","","","",null,null,null,null,null,null,null,null,-1,40,-39,-42]
[-11,"","","","","","","","","",null,null,null,null,null,null,null,null,-1,41,-40,-43]
[-12,"","","","","","","","","",null,null,null,null,null,null,null,null,-1,42,-41,-44]
[-13,"","","","","","","","","",null,null,null,null,null,null,null,null,-1,43,-42,-45]
[-14,"","","","","","","","","",null,null,null,null,null,null,null,null,-1,44,-43,-46]
[-15,"","","","","","","","","",null,null,null,null,null,null,null,null,-1,45,-44,-47]
[-16,"","","","","","","","","",null,null,null,null,null,null,null,null,-1,46,-45,-48]
[-17,"","","","","","","","","",null,null,null,null,null,null,null,null,-1,47,-46,-49]
[-18,"","","","","","","","","",null,null,null,null,null,null,null,null,-1,48,-47,-50]
[-19,"","","","","","","","","",null,null,null,null,null,null,null,null,-1,49,-48,-51]
[-20,"","","","","","","","","",null,null,null,null,null,null,null,null,-1,50,-49,-52]
[-21,"","","","","","","","","",null,null,null,null,null,null,null,null,-1,51,-50,-53]
[-22,{"$f":"IF(A79<0,\"\",IF(S80>=1,LOOKUP(S80,Y$21:Y$41,X$21:X$41),0))","v":""},{"$f":"IF(A79<0,\"\",IF(S80>=10,LOOKUP(S80,Y$30:Y$41,Z$30:Z$41),0))","v":""},{"$f":"IF(A79<0,\"\",B79*$O$28)","v":""},{"$f":"IF(A79<0,\"\",C79*$O$29)","v":""},{"$f":"IF(A79=0,0,IF(A79=0,0,IF(A79<0,\"\",IF(B79=$X$21,((E$8*0.5/12)-D79)*P$36,((E$8*1/12)-D79)*P$36))))","v":""},{"$f":"IF(A79<0,\"\",D79+F79+E79)","v":""},{"$f":"IF(A79=0,0,IF(A79=0,0,IF(A79<0,\"\",IF(A79=1,F79,G79+H80))))","v":""},{"$f":"IF(A79<0,\"\",ROUND($E$9+(A79/12),2))","v":""},"",null,null,null,null,null,null,null,null,-1,52,-51,-54]
[-23,"","","","","","","","","",null,null,null,null,null,null,null,null,{"$f":"IF(AND(S79>=1,S79<20),S79+1,IF(U80=0,1,IF(S79=20,S79+0.5,-1)))","v":-1},{"$f":"IF(T79>=1,T79+1,IF(U80=0,1,-1))","v":53},-52,-55]
[-24,"","","","","","","","",{"$f":"IF(B81=$X$21,\"Top of Chamber Elevation\",IF(A81=$E$6,\"Bottom of Chamber Elevation\",IF(A81=0,\"Bottom of Stone Elevation\",\"\")))","v":""},null,null,null,null,null,null,null,null,-1,54,{"$f":"U80-1","v":-53},{"$f":"V80-1","v":-56}]
[-25,"","","","","","","","","",null,null,null,null,null,null,null,null,-1,55,-54,-57]
[-26,"","","","","","","","","",null,null,null,null,null,null,null,null,-1,56,-55,-58]
[-27,"","","","","","","","","",null,null,null,null,null,null,null,null,-1,57,-56,-59]
[-28,"","","","","","","","","",null,null,null,null,null,null,null,null,-1,58,-57,-60]
[-29,"","","","","","","","","",null,null,null,null,null,null,null,null,-1,59,-58,-61]
[-30,"","","","","","","","","",null,null,null,null,null,null,null,null,-1,60,-59,-62]
[-31,"","","","","","","","","",null,null,null,null,null,null,null,null,-1,61,-60,-63]
[-32,"","","","","","","","","",null,null,null,null,null,null,null,null,-1,62,-61,-64]
[{"$f":"IF(S90=0,0,IF(A89=\"\",\"\",IF(S90=1,A89-0.5,A89-1)))","v":-33},"","","","","","","","","",null,null,null,null,null,null,null,null,-1,63,-62,-65]
[-34,"","","","","","","","","",null,null,null,null,null,null,null,null,-1,64,-63,-66]
[-35,"","","","","","","","",null,null,null,null,null,null,null,null,null,-1,65,-64,-67]
[-36,"","","","","","","","",null,null,null,null,null,null,null,null,null,-1,66,-65,-68]
[-37,"","","","","","","","",null,null,null,null,null,null,null,null,null,-1,67,-66,-69]
[-38,"","","","","","","","",null,null,null,null,null,null,null,null,null,-1,68,-67,-70]
[-39,"","","","","","","","",null,null,null,null,null,null,null,null,null,-1,69,-68,-71]
[-40,"","","","","","","","",null,null,null,null,null,null,null,null,null,-1,70,-69,-72]
[-41,"","","","","","","","",null,null,null,null,null,null,null,null,null,-1,71,-70,-73]
[-42,"","","","","","","","",null,null,null,null,null,null,null,null,null,-1,72,-71,-74]
[-43,"","","","","","","","",null,null,null,null,null,null,null,null,null,-1,73,-72,-75]
[-44,"","","","","","","","",null,null,null,null,null,null,null,null,null,-1,74,-73,-76]
[-45,"","","","","","","","",null,null,null,null,null,null,null,null,null,-1,75,-74,-77]
[-46,"","","","","","","","",null,null,null,null,null,null,null,null,null,-1,76,-75,-78]
[-47,"","","","","","","","",null,null,null,null,null,null,null,null,null,-1,77,-76,-79]
[-48,"","","","","","","","",null,null,null,null,null,null,null,null,null,-1,78,-77,-80]
[-49,"","","","","","","","",null,null,null,null,null,null,null,null,null,-1,79,-78,-81]
[-50,"","","","","","","","",null,null,null,null,null,null,null,null,null,-1,80,-79,-82]
[-51,"","","","","","","","",null,null,null,null,null,null,null,null,null,-1,81,-80,-83]
[-52,"","","","","","","","",null,null,null,null,null,null,null,null,null,-1,82,-81,-84]
[-53,"","","","","","","","",null,null,null,null,null,null,null,null,null,-1,83,-82,-85]
[-54,{"$f":"IF(A111<0,\"\",IF(S112>=1,LOOKUP(S112,Y$21:Y$41,X$21:X$41),0))","v":""},{"$f":"IF(A111<0,\"\",IF(S112>=10,LOOKUP(S112,Y$30:Y$41,Z$30:Z$41),0))","v":""},{"$f":"IF(A111<0,\"\",B111*$O$28)","v":""},{"$f":"IF(A111<0,\"\",C111*$O$29)","v":""},{"$f":"IF(A111=0,0,IF(A111=0,0,IF(A111<0,\"\",IF(B111=$X$21,((E$8*0.5/12)-D111)*P$36,((E$8*1/12)-D111)*P$36))))","v":""},{"$f":"IF(A111<0,\"\",D111+F111+E111)","v":""},{"$f":"IF(A111=0,0,IF(A111=0,0,IF(A111<0,\"\",IF(A111=1,F111,G111+H112))))","v":""},{"$f":"IF(A111<0,\"\",ROUND($E$9+(A111/12),2))","v":""},null,null,null,null,null,null,null,null,null,-1,84,-83,-86]
[-55,"","","","","","","","",null,null,null,null,null,null,null,null,null,{"$f":"IF(AND(S111>=1,S111<20),S111+1,IF(U112=0,1,IF(S111=20,S111+0.5,-1)))","v":-1},{"$f":"IF(T111>=1,T111+1,IF(U112=0,1,-1))","v":85},-84,-87]
[-56,"","","","","","","","",null,null,null,null,null,null,null,null,null,-1,86,{"$f":"U112-1","v":-85},{"$f":"V112-1","v":-88}]
[-57,"","","","","","","","",null,null,null,null,null,null,null,null,null,-1,87,-86,-89]
[-58,"","","","","","","","",null,null,null,null,null,null,null,null,null,-1,88,-87,-90]
[-59,"","","","","","","","",null,null,null,null,null,null,null,null,null,-1,89,-88,-91]
[-60,"","","","","","","","",null,null,null,null,null,null,null,null,null,-1,90,-89,-92]
[-61,"","","","","","","","",null,null,null,null,null,null,null,null,null,-1,91,-90,-93]
[-62,"","","","","","","","",null,null,null,null,null,null,null,null,null,-1,92,-91,-94]
[-63,"","","","","","","","",null,null,null,null,null,null,null,null,null,-1,93,-92,-95]
[-64,"","","","","","","","",null,null,null,null,null,null,null,null,null,-1,94,-93,-96]
[{"$f":"IF(S122=0,0,IF(A121=\"\",\"\",IF(S122=1,A121-0.5,A121-1)))","v":-65},"","","","","","","","",null,null,null,null,null,null,null,null,null,-1,95,-94,-97]
[-66,"","","","","","","","",null,null,null,null,null,null,null,null,null,-1,96,-95,-98]
[-67,"","","","","","","","",null,null,null,null,null,null,null,null,null,-1,97,-96,-99]
[-68,"","","","","","","","",null,null,null,null,null,null,null,null,null,-1,98,-97,-100]
[-69,"","","","","","","","",null,null,null,null,null,null,null,null,null,-1,99,-98,-101]
[-70,"","","","","","","","",null,null,null,null,null,null,null,null,null,-1,100,-99,-102]
[-71,"","","","","","","","",null,null,null,null,null,null,null,null,null,-1,101,-100,-103]
[-72,"","","","","","","","",null,null,null,null,null,null,null,null,null,-1,102,-101,-104]
[-73,"","","","","","","","",null,null,null,null,null,null,null,null,null,-1,103,-102,-105]
[-74,"","","","","","","","",null,null,null,null,null,null,null,null,null,-1,104,-103,-106]
[-75,"","","","","","","","",null,null,null,null,null,null,null,null,null,-1,105,-104,-107]
[-76,"","","","","","","","",null,null,null,null,null,null,null,null,null,-1,106,-105,-108]
[-77,"","","","","","","","",null,null,null,null,null,null,null,null,null,-1,107,-106,-109]
[-78,"","","","","","","","",null,null,null,null,null,null,null,null,null,-1,108,-107,-110]
[-79,"","","","","","","","",null,null,null,null,null,null,null,null,null,-1,109,-108,-111]
[-80,"","","","","","","","",null,null,null,null,null,null,null,null,null,-1,110,-109,-112]
[-81,"","","","","","","","",null,null,null,null,null,null,null,null,null,-1,111,-110,-113]
[-82,"","","","","","","","",null,null,null,null,null,null,null,null,null,-1,112,-111,-114]
[-83,"","","","","","","","",null,null,null,null,null,null,null,null,null,-1,113,-112,-115]
[-84,"","","","","","","","",null,null,null,null,null,null,null,null,null,-1,114,-113,-116]
[-85,"","","","","","","","",null,null,null,null,null,null,null,null,null,-1,115,-114,-117]
[-86,{"$f":"IF(A143<0,\"\",IF(S144>=1,LOOKUP(S144,Y$21:Y$41,X$21:X$41),0))","v":""},{"$f":"IF(A143<0,\"\",IF(S144>=10,LOOKUP(S144,Y$30:Y$41,Z$30:Z$41),0))","v":""},{"$f":"IF(A143<0,\"\",B143*$O$28)","v":""},{"$f":"IF(A143<0,\"\",C143*$O$29)","v":""},{"$f":"IF(A143=0,0,IF(A143=0,0,IF(A143<0,\"\",IF(B143=$X$21,((E$8*0.5/12)-D143)*P$36,((E$8*1/12)-D143)*P$36))))","v":""},{"$f":"IF(A143<0,\"\",D143+F143+E143)","v":""},{"$f":"IF(A143=0,0,IF(A143=0,0,IF(A143<0,\"\",IF(A143=1,F143,G143+H144))))","v":""},{"$f":"IF(A143<0,\"\",ROUND($E$9+(A143/12),2))","v":""},null,null,null,null,null,null,null,null,null,-1,116,-115,-118]
[-87,"","","","","","","","",null,null,null,null,null,null,null,null,null,{"$f":"IF(AND(S143>=1,S143<20),S143+1,IF(U144=0,1,IF(S143=20,S143+0.5,-1)))","v":-1},{"$f":"IF(T143>=1,T143+1,IF(U144=0,1,-1))","v":117},-116,-119]
[-88,"","","","","","","","",null,null,null,null,null,null,null,null,null,-1,118,{"$f":"U144-1","v":-117},{"$f":"V144-1","v":-120}]
[-89,"","","","","","","","",null,null,null,null,null,null,null,null,null,-1,119,-118,-121]
[-90,"","","","","","","","",null,null,null,null,null,null,null,null,null,-1,120,-119,-122]
[-91,"","","","","","","","",null,null,null,null,null,null,null,null,null,-1,121,-120,-123]
[-92,"","","","","","","","",null,null,null,null,null,null,null,null,null,-1,122,-121,-124]
[-93,"","","","","","","","",null,null,null,null,null,null,null,null,null,-1,123,-122,-125]
[-94,"","","","","","","","",null,null,null,null,null,null,null,null,null,-1,124,-123,-126]
[-95,"","","","","","","","",null,null,null,null,null,null,null,null,null,-1,125,-124,-127]
[-96,"","","","","","","","",null,null,null,null,null,null,null,null,null,-1,126,-125,-128]
[{"$f":"IF(S154=0,0,IF(A153=\"\",\"\",IF(S154=1,A153-0.5,A153-1)))","v":-97},"","","","","","","","",null,null,null,null,null,null,null,null,null,-1,127,-126,-129]
[-98,"","","","","","","","",null,null,null,null,null,null,null,null,null,-1,128,-127,-130]
[-99,"","","","","","","","",null,null,null,null,null,null,null,null,null,-1,129,-128,-131]
[-100,"","","","","","","","",null,null,null,null,null,null,null,null,null,-1,130,-129,-132]
[-101,"","","","","","","","",null,null,null,null,null,null,null,null,null,-1,131,-130,-133]
[-102,"","","","","","","","",null,null,null,null,null,null,null,null,null,-1,132,-131,-134]
[-103,"","","","","","","","",null,null,null,null,null,null,null,null,null,-1,133,-132,-135]
[-104,"","","","","","","","",null,null,null,null,null,null,null,null,null,-1,134,-133,-136]
[-105,"","","","","","","","",null,null,null,null,null,null,null,null,null,-1,135,-134,-137]
[-106,"","","","","","","","",null,null,null,null,null,null,null,null,null,-1,136,-135,-138]
[-107,"","","","","","","","",null,null,null,null,null,null,null,null,null,-1,137,-136,-139]
[-108,"","","","","","","","",null,null,null,null,null,null,null,null,null,-1,138,-137,-140]
[-109,"","","","","","","","",null,null,null,null,null,null,null,null,null,-1,139,-138,-141]
[-110,"","","","","","","","",null,null,null,null,null,null,null,null,null,-1,140,-139,-142]
[-111,"","","","","","","","",null,null,null,null,null,null,null,null,null,-1,141,-140,-143]
[-112,"","","","","","","","",null,null,null,null,null,null,null,null,null,-1,142,-141,-144]
[-113,"","","","","","","","",null,null,null,null,null,null,null,null,null,-1,143,-142,-145]
[-114,"","","","","","","","",null,null,null,null,null,null,null,null,null,-1,144,-143,-146]
[-115,"","","","","","","","",null,null,null,null,null,null,null,null,null,-1,145,-144,-147]
[-116,"","","","","","","","",null,null,null,null,null,null,null,null,null,-1,146,-145,-148]
[-117,"","","","","","","","",null,null,null,null,null,null,null,null,null,-1,147,-146,-149]
[-118,{"$f":"IF(A175<0,\"\",IF(S176>=1,LOOKUP(S176,Y$21:Y$41,X$21:X$41),0))","v":""},{"$f":"IF(A175<0,\"\",IF(S176>=10,LOOKUP(S176,Y$30:Y$41,Z$30:Z$41),0))","v":""},{"$f":"IF(A175<0,\"\",B175*$O$28)","v":""},{"$f":"IF(A175<0,\"\",C175*$O$29)","v":""},{"$f":"IF(A175=0,0,IF(A175=0,0,IF(A175<0,\"\",IF(B175=$X$21,((E$8*0.5/12)-D175)*P$36,((E$8*1/12)-D175)*P$36))))","v":""},{"$f":"IF(A175<0,\"\",D175+F175+E175)","v":""},{"$f":"IF(A175=0,0,IF(A175=0,0,IF(A175<0,\"\",IF(A175=1,F175,G175+H176))))","v":""},{"$f":"IF(A175<0,\"\",ROUND($E$9+(A175/12),2))","v":""},null,null,null,null,null,null,null,null,null,-1,148,-147,-150]
[-119,"","","","","","","","",null,null,null,null,null,null,null,null,null,{"$f":"IF(AND(S175>=1,S175<20),S175+1,IF(U176=0,1,IF(S175=20,S175+0.5,-1)))","v":-1},{"$f":"IF(T175>=1,T175+1,IF(U176=0,1,-1))","v":149},-148,-151]
[-120,"","","","","","","","",null,null,null,null,null,null,null,null,null,-1,150,{"$f":"U176-1","v":-149},{"$f":"V176-1","v":-152}]
[-121,"","","","","","","","",null,null,null,null,null,null,null,null,null,-1,151,-150,-153]
[-122,"","","","","","","","",null,null,null,null,null,null,null,null,null,-1,152,-151,-154]
[-123,"","","","","","","","",null,null,null,null,null,null,null,null,null,-1,153,-152,-155]
[-124,"","","","","","","","",null,null,null,null,null,null,null,null,null,-1,154,-153,-156]
[-125,"","","","","","","","",null,null,null,null,null,null,null,null,null,-1,155,-154,-157]
[-126,"","","","","","","","",null,null,null,null,null,null,null,null,null,-1,156,-155,-158]
[-127,"","","","","","","","",null,null,null,null,null,null,null,null,null,-1,157,-156,-159]
[-128,"","","","","","","","",null,null,null,null,null,null,null,null,null,-1,158,-157,-160]
[{"$f":"IF(S186=0,0,IF(A185=\"\",\"\",IF(S186=1,A185-0.5,A185-1)))","v":-129},"","","","","","","","",null,null,null,null,null,null,null,null,null,-1,159,-158,-161]
[-130,"","","","","","","","",null,null,null,null,null,null,null,null,null,-1,160,-159,-162]
[-131,"","","","","","","","",null,null,null,null,null,null,null,null,null,-1,161,-160,-163]
[-132,"","","","","","","","",null,null,null,null,null,null,null,null,null,-1,162,-161,-164]
[-133,"","","","","","","","",null,null,null,null,null,null,null,null,null,-1,163,-162,-165]
[-134,"","","","","","","","",null,null,null,null,null,null,null,null,null,-1,164,-163,-166]
[-135,"","","","","","","","",null,null,null,null,null,null,null,null,null,-1,165,-164,-167]
[-136,"","","","","","","","",null,null,null,null,null,null,null,null,null,-1,166,-165,-168]
[-137,"","","","","","","","",null,null,null,null,null,null,null,null,null,-1,167,-166,-169]
[-138,"","","","","","","","",null,null,null,null,null,null,null,null,null,-1,168,-167,-170]
[-139,"","","","","","","","",null,null,null,null,null,null,null,null,null,-1,169,-168,-171]
[-140,"","","","","","","","",null,null,null,null,null,null,null,null,null,-1,170,-169,-172]
[-141,"","","","","","","","",null,null,null,null,null,null,null,null,null,-1,171,-170,-173]
[-142,"","","","","","","","",null,null,null,null,null,null,null,null,null,-1,172,-171,-174]
[-143,"","","","","","","","",null,null,null,null,null,null,null,null,null,-1,173,-172,-175]
[-144,"","","","","","","","",null,null,null,null,null,null,null,null,null,-1,174,-173,-176]
[-145,"","","","","","","","",null,null,null,null,null,null,null,null,null,-1,175,-174,-177]
[-146,"","","","","","","","",null,null,null,null,null,null,null,null,null,-1,176,-175,-178]
[-147,"","","","","","","","",null,null,null,null,null,null,null,null,null,-1,177,-176,-179]
[-148,"","","","","","","","",null,null,null,null,null,null,null,null,null,-1,178,-177,-180]
[-149,"","","","","","","","",null,null,null,null,null,null,null,null,null,-1,179,-178,-181]
[-150,{"$f":"IF(A207<0,\"\",IF(S208>=1,LOOKUP(S208,Y$21:Y$41,X$21:X$41),0))","v":""},"","","",{"$f":"IF(A207=0,0,IF(A207=0,0,IF(A207<0,\"\",IF(B207=$X$21,((E$8*0.5/12)-D207)*P$36,((E$8*1/12)-D207)*P$36))))","v":""},{"$f":"IF(A207<0,\"\",D207+F207+E207)","v":""},{"$f":"IF(A207=0,0,IF(A207=0,0,IF(A207<0,\"\",IF(A207=1,F207,G207+H208))))","v":""},"",null,null,null,null,null,null,null,null,null,-1,180,-179,-182]
[-151,{"$f":"IF(A208<0,\"\",IF(S209>=1,LOOKUP(S209,Y$21:Y$41,X$21:X$41),0))","v":""},"","","",{"$f":"IF(A208=0,0,IF(A208=0,0,IF(A208<0,\"\",IF(B208=$X$21,((E$8*0.5/12)-D208)*P$36,((E$8*1/12)-D208)*P$36))))","v":""},{"$f":"IF(A208<0,\"\",D208+F208+E208)","v":""},{"$f":"IF(A208=0,0,IF(A208=0,0,IF(A208<0,\"\",IF(A208=1,F208,G208+H209))))","v":""},"",null,null,null,null,null,null,null,null,null,-1,{"$f":"IF(T207>=1,T207+1,IF(U208=0,1,-1))","v":181},-180,-183]
[-152,{"$f":"IF(A209<0,\"\",IF(S210>=1,LOOKUP(S210,Y$21:Y$41,X$21:X$41),0))","v":""},"","","",{"$f":"IF(A209=0,0,IF(A209=0,0,IF(A209<0,\"\",IF(B209=$X$21,((E$8*0.5/12)-D209)*P$36,((E$8*1/12)-D209)*P$36))))","v":""},{"$f":"IF(A209<0,\"\",D209+F209+E209)","v":""},{"$f":"IF(A209=0,0,IF(A209=0,0,IF(A209<0,\"\",IF(A209=1,F209,G209+H210))))","v":""},"",null,null,null,null,null,null,null,null,null,-1,{"$f":"IF(T208>=1,T208+1,IF(U209=0,1,-1))","v":182},-181,-184]
[-153,{"$f":"IF(A210<0,\"\",IF(S211>=1,LOOKUP(S211,Y$21:Y$41,X$21:X$41),0))","v":""},"","","",{"$f":"IF(A210=0,0,IF(A210=0,0,IF(A210<0,\"\",IF(B210=$X$21,((E$8*0.5/12)-D210)*P$36,((E$8*1/12)-D210)*P$36))))","v":""},{"$f":"IF(A210<0,\"\",D210+F210+E210)","v":""},{"$f":"IF(A210=0,0,IF(A210=0,0,IF(A210<0,\"\",IF(A210=1,F210,G210+H211))))","v":""},"",null,null,null,null,null,null,null,null,null,-1,{"$f":"IF(T209>=1,T209+1,IF(U210=0,1,-1))","v":183},-182,-185]

{"sheet":"280HD-Imperial","index":10,"n_rows":127,"n_cols":27,"rows_kept":127,"cut":false,"hidden":true,"merged":[[11,0,11,8]]}
[]
["Number of Rows-",null,null,null,{"$f":"Data!$AG$6","v":6},"units"]
["Total number of chambers -",null,null,null,{"$f":"Data!$AG$17*Data!$AG$18","v":96},"units"]
["HVLV FC-24 Feed Connectors -",null,null,null,{"$f":"Data!$AG$9","v":4},"units"]
["Stone Void -",null,null,null,{"$f":"Data!$Z$22*100","v":40},"%"]
["Stone Base -",null,null,null,{"$f":"Data!$Z$18","v":9},"inches"]
["Stone Above Units -",null,null,null,{"$f":"Data!$Z$17","v":12},"inches"]
["Area -",null,null,null,{"$f":"Data!$AG$23","v":2767.7126666666663},"ft2",{"$f":"O28","v":3171.6997699999997},"Min. Area Required "]
["Base of Stone Elevation- ",null,null,null,{"$f":"'INPUT INFORMATION'!$C$29","v":0},"ft",null,"Note: Min. Area required is based on"]
[null,null,null,null,null,null,null,"12\" around the system and typ. spacing"]
[]
["CULTEC Recharger 280HD Incremental Storage Volumes"]
["Height of System","Incremental Single Chamber","FC 24 Feed Connector single unit","Chamber Volume","HVLV FC-24 Feed Connector Volume","Stone Volume","Cumulative Storage Volume","Total Cumulative Storage Volume","Elevation",null,null,null,null,null,null,null,null,null,-1,-1,"above","base",null,1E-4,1]
["in","ft3","ft3","ft3","ft3","ft3","ft3","ft3","ft",null,null,null,null,null,null,null,null,null,{"$f":"IF(AND(S13>=1,S13<26),S13+1,IF(U14=0,1,IF(S13=26,S13+0.5,-1)))","v":-1},{"$f":"IF(T13>=1,T13+1,IF(U14=0,1,-1))","v":-1},{"$f":"E7","v":12},{"$f":"E6","v":9},null,1.7999999999999999E-2,2]
[{"$f":"Q32","v":47.5},{"$f":"IF(A15<=0,\"\",IF(S14>=1,LOOKUP(S14,Y$13:Y$39,X$13:X$39),0))","v":0},{"$f":"IF(A15<=0,\"\",IF(S14>=16,LOOKUP(S14,Y$28:Y$39,Z$28:Z$39),0))","v":0},{"$f":"IF(A15=0,0,IF(A15<0,\"\",B15*$O$26))","v":0},{"$f":"IF(A15=0,0,IF(A15<0,\"\",C15*$O$27))","v":0},{"$f":"IF(A15=0,0,IF(A15<0,\"\",IF(B15=0.0001,((E$8*0.5/12)-D15)*P$34,((E$8*1/12)-D15)*P$34)))","v":92.257088888888887},{"$f":"IF(A15=0,0,IF(A15<0,\"\",D15+F15+E15))","v":92.257088888888887},{"$f":"IF(A15=0,0,IF(A15<0,\"\",IF(A15=1,F15,G15+H16)))","v":6856.5655222222167},{"$f":"IF(A15<0,\"\",ROUND($E$9+(A15/12),2))","v":3.96},"Top of Stone Elevation",null,null,null,null,null,null,null,null,-1,-1,{"$f":"U14-1","v":11},{"$f":"V14-1","v":8},null,4.7E-2,3]
[{"$f":"IF(S14=0,0,IF(A15=\" \",\"\",IF(S14=1,A15-0.5,A15-1)))","v":46.5},0,0,0,0,92.257088888888887,92.257088888888887,6764.3084333333281,3.88,{"$f":"IF(B16=$X$13,\"Top of Chamber Elevation\",IF(A16=$E$6,\"Bottom of Chamber Elevation\",IF(A16=0,\"Bottom of Stone Elevation\",\"\")))","v":""},null,null,null,null,null,null,null,null,-1,-1,10,7,null,0.1,4]
[45.5,0,0,0,0,92.257088888888887,92.257088888888887,6672.0513444444396,3.79,{"$f":"IF(B17=$X$13,\"Top of Chamber Elevation\",IF(A17=$E$6,\"Bottom of Chamber Elevation\",IF(A17=0,\"Bottom of Stone Elevation\",\"\")))","v":""},null,null,null,null,null,null,null,null,-1,-1,9,6,null,0.13400000000000001,5]
[44.5,0,0,0,0,92.257088888888887,92.257088888888887,6579.794255555551,3.71,"",null,null,null,null,null,null,null,null,-1,-1,8,5,null,0.159,6]
[43.5,0,0,0,0,92.257088888888887,92.257088888888887,6487.5371666666624,3.63,"",null,null,null,null,null,"INSTALLED LENGTH",{"$f":"COUNTIF(U14:U110,\">0\")","v":12},null,-1,-1,7,4,null,0.17899999999999999,7]
[42.5,0,0,0,0,92.257088888888887,92.257088888888887,6395.2800777777738,3.54,"",null,null,"S & E",null,{"$f":"E2*2","v":12},7.5,null,null,-1,-1,6,3,null,0.19500000000000001,8]
[41.5,0,0,0,0,92.257088888888887,92.257088888888887,6303.0229888888853,3.46,"",null,null,"I",null,{"$f":"E3-O20","v":84},7,null,null,-1,-1,5,2,null,0.20899999999999999,9]
[40.5,0,0,0,0,92.257088888888887,92.257088888888887,6210.7658999999967,3.38,"",null,null,"STONE BORDER (FT.)",null,1,null,null,null,-1,-1,4,1,null,0.221,10]
[39.5,0,0,0,0,92.257088888888887,92.257088888888887,6118.5088111111081,3.29,"",null,null,"CHAMBER SPACING (FT.)",null,0.42,null,null,null,-1,-1,3,0,null,0.23200000000000001,11]
[38.5,0,0,0,0,92.257088888888887,92.257088888888887,6026.2517222222195,3.21,"",null,null,"BED WIDTH",null,{"$f":"(E2*Q36+(2*O22)-O23)","v":27.579997999999996},null,null,null,-1,-1,2,-1,null,0.24099999999999999,12]
[37.5,0,0,0,0,92.257088888888887,92.257088888888887,5933.994633333331,3.13,"",null,null,"BED LENGTH",null,{"$f":"((O29-2)*P21)+(2*P20)+(O22*2)","v":115},null,null,null,-1,-1,1,-2,null,0.249,13]
[36.5,0,0,0,0,92.257088888888887,92.257088888888887,5841.7375444444424,3.04,"",null,null,"FT OF CHAMBER -",null,{"$f":"(O20*P20)+(O21*P21)","v":678},null,null,null,1,1,0,-3,null,0.26300000000000001,14]
[35.5,1E-4,0,6.7799999999999999E-2,0,46.10142444444444,46.169224444444438,5749.4804555555538,2.96,"Top of Chamber Elevation",null,null,"FT OF FC CONNECTORS -",null,{"$f":"E4*O23","v":1.68},null,null,null,2,2,-1,-4,null,0.26700000000000002,15]
[35,1.7999999999999999E-2,0,12.203999999999999,0,87.375488888888881,99.579488888888875,5703.311231111109,2.92,"",null,null,"Area (Sq. Ft.) -",null,{"$f":"O25*O24","v":3171.6997699999997},null,null,null,3,3,-2,-5,null,0.27100000000000002,16,0.11,1]
[34,4.7E-2,0,31.866,0,79.510688888888879,111.37668888888888,5603.7317422222204,2.83,"",null,null,{"$f":"E2","v":6},"ROW OF",{"$f":"E3/E2","v":16},null,null,null,4,4,-3,-6,null,0.27500000000000002,17,0.09,2]
[33,0.1,0,67.8,0,65.137088888888897,132.93708888888889,5492.3550533333319,2.75,"",null,null,null,null,null,null,null,null,5,5,-4,-7,null,0.27900000000000003,18,8.5999999999999993E-2,3]
[32,0.13400000000000001,0,90.852000000000004,0,55.916288888888886,146.76828888888889,5359.417964444443,2.67,"",null,null,null,null,null,null,"SYSTEM HEIGHT",null,6,6,-5,-8,null,0.28699999999999998,19,8.5000000000000006E-2,4]
[31,0.159,0,107.80200000000001,0,49.136288888888885,156.93828888888891,5212.6496755555545,2.58,"",null,null,null,null,null,null,{"$f":"E6+26.5+E7","v":47.5},null,7,7,-6,-9,null,0.29199999999999998,20,8.3000000000000004E-2,5]
[30,0.17899999999999999,0,121.36199999999999,0,43.712288888888885,165.07428888888887,5055.7113866666659,2.5,"",null,null,null,null,null,"Stone Void",null,null,8,8,-7,-10,null,0.29399999999999998,21,7.9000000000000001E-2,6]
[29,0.19500000000000001,0,132.21,0,39.37308888888888,171.58308888888888,4890.6370977777769,2.42,"",null,null,null,null,null,{"$f":"E5/100","v":0.4},null,null,9,9,-8,-11,null,0.30499999999999999,22,7.3999999999999996E-2,7]
[28,0.20899999999999999,0,141.702,0,35.576288888888882,177.27828888888888,4719.0540088888883,2.33,"",null,null,null,null,null,null,"Design chamber width",null,10,10,-9,-12,null,0.30599999999999999,23,7.0999999999999994E-2,8]
[27,0.221,0,149.83799999999999,0,32.321888888888886,182.15988888888887,4541.7757199999996,2.25,"",null,null,null,null,null,null,4.3333329999999997,null,11,11,-10,-13,null,0.308,24,6.2E-2,9]
[26,0.23200000000000001,0,157.29600000000002,0,29.338688888888875,186.63468888888889,4359.6158311111103,2.17,"",null,null,null,null,null,null,null,null,12,12,-11,-14,null,0.31,25,4.5999999999999999E-2,10]
[25,0.24099999999999999,0,163.398,0,26.897888888888886,190.2958888888889,4172.981142222221,2.08,"",null,null,null,null,null,null,null,null,13,13,-12,-15,null,0.312,26,0.02,11]
[24,0.249,0,168.822,0,24.728288888888883,193.55028888888887,3982.6852533333322,2,"",null,null,null,null,null,null,null,null,14,14,-13,-16,null,0.32600000000000001,26.5,1.2999999999999999E-2,12]
[23,0.26300000000000001,0,178.31400000000002,0,20.931488888888875,199.2454888888889,3789.1349644444435,1.92,"",null,null,null,null,null,null,null,null,15,15,-14,-17]
[22,0.26700000000000002,0,181.02600000000001,0,19.846688888888877,200.87268888888889,3589.8894755555548,1.83,"",null,null,null,null,null,null,null,null,16,16,-15,-18]
[21,0.27100000000000002,0.11,183.738,0.18479999999999999,18.761888888888883,202.68468888888887,3389.0167866666661,1.75,"",null,null,null,null,null,null,null,null,17,17,-16,-19]
[20,0.27500000000000002,0.09,186.45000000000002,0.1512,17.677088888888875,204.27828888888888,3186.3320977777771,1.67,"",null,null,null,null,null,null,null,null,18,18,-17,-20]
[19,0.27900000000000003,8.5999999999999993E-2,189.16200000000001,0.14447999999999997,16.592288888888881,205.89876888888887,2982.0538088888884,1.58,"",null,null,null,null,null,null,null,null,19,19,-18,-21]
[18,0.28699999999999998,8.5000000000000006E-2,194.58599999999998,0.14280000000000001,14.422688888888889,209.15148888888888,2776.1550399999996,1.5,"",null,null,null,null,null,null,null,null,20,20,-19,-22]
[17,0.29199999999999998,8.3000000000000004E-2,197.976,0.13944000000000001,13.066688888888883,211.18212888888888,2567.0035511111109,1.42,"",null,null,null,null,null,null,null,null,{"$f":"IF(AND(S45>=1,S45<26),S45+1,IF(U46=0,1,IF(S45=26,S45+0.5,-1)))","v":21},{"$f":"IF(T45>=1,T45+1,IF(U46=0,1,-1))","v":21},-20,-23]
[16,{"$f":"IF(A47<=0,\"\",IF(S46>=1,LOOKUP(S46,Y$13:Y$39,X$13:X$39),0))","v":0.29399999999999998},{"$f":"IF(A47<=0,\"\",IF(S46>=16,LOOKUP(S46,Y$28:Y$39,Z$28:Z$39),0))","v":7.9000000000000001E-2},{"$f":"IF(A47=0,0,IF(A47<0,\"\",B47*$O$26))","v":199.33199999999999},{"$f":"IF(A47=0,0,IF(A47<0,\"\",C47*$O$27))","v":0.13272},{"$f":"IF(A47=0,0,IF(A47<0,\"\",IF(B47=0.0001,((E$8*0.5/12)-D47)*P$34,((E$8*1/12)-D47)*P$34)))","v":12.524288888888885},{"$f":"IF(A47=0,0,IF(A47<0,\"\",D47+F47+E47))","v":211.98900888888889},{"$f":"IF(A47=0,0,IF(A47<0,\"\",IF(A47=1,F47,G47+H48)))","v":2355.8214222222223},{"$f":"IF(A47<0,\"\",ROUND($E$9+(A47/12),2))","v":1.33},"",null,null,null,null,null,null,null,null,22,22,{"$f":"U46-1","v":-21},{"$f":"V46-1","v":-24}]
[15,0.30499999999999999,7.3999999999999996E-2,206.79,0.12431999999999999,9.5410888888888845,216.45540888888888,2143.8324133333335,1.25,"",null,null,null,null,null,null,null,null,23,23,-22,-25]
[14,0.30599999999999999,7.0999999999999994E-2,207.46799999999999,0.11927999999999998,9.269888888888886,216.85716888888888,1927.3770044444448,1.17,"",null,null,null,null,null,null,null,null,24,24,-23,-26]
[13,0.308,6.2E-2,208.82399999999998,0.10415999999999999,8.7274888888888889,217.65564888888889,1710.5198355555558,1.08,"",null,null,null,null,null,null,null,null,25,25,-24,-27]
[12,0.31,4.5999999999999999E-2,210.18,7.7280000000000001E-2,8.1850888888888793,218.44236888888889,1492.8641866666669,1,"",null,null,null,null,null,null,null,null,26,26,-25,-28]
[11,0.312,0.02,211.536,3.3599999999999998E-2,7.6426888888888813,219.21228888888888,1274.421817777778,0.92,"",null,null,null,null,null,null,null,null,26.5,27,-26,-29]
[10,0.32600000000000001,1.2999999999999999E-2,221.02800000000002,2.1839999999999998E-2,3.845888888888874,224.8957288888889,1055.2095288888891,0.83,"",null,null,null,null,null,null,null,null,-1,28,-27,-30]
[9,0,0,0,0,92.257088888888887,92.257088888888887,830.31380000000013,0.75,"Bottom of Chamber Elevation",null,null,null,null,null,null,null,null,-1,29,-28,-31]
[8,0,0,0,0,92.257088888888887,92.257088888888887,738.05671111111121,0.67,"",null,null,null,null,null,null,null,null,-1,30,-29,-32]
[7,0,0,0,0,92.257088888888887,92.257088888888887,645.7996222222223,0.57999999999999996,"",null,null,null,null,null,null,null,null,-1,31,-30,-33]
[6,0,0,0,0,92.257088888888887,92.257088888888887,553.54253333333338,0.5,"",null,null,null,null,null,null,null,null,-1,32,-31,-34]
[{"$f":"IF(S56=0,0,IF(A57=\"\",\"\",IF(S56=1,A57-0.5,A57-1)))","v":5},0,0,0,0,92.257088888888887,92.257088888888887,461.28544444444447,0.42,"",null,null,null,null,null,null,null,null,-1,33,-32,-35]
[4,0,0,0,0,92.257088888888887,92.257088888888887,369.02835555555555,0.33,"",null,null,null,null,null,null,null,null,-1,34,-33,-36]
[3,0,0,0,0,92.257088888888887,92.257088888888887,276.77126666666663,0.25,"",null,null,null,null,null,null,null,null,-1,35,-34,-37]
[2,0,0,0,0,92.257088888888887,92.257088888888887,184.51417777777777,0.17,"",null,null,null,null,null,null,null,null,-1,36,-35,-38]
[1,0,0,0,0,92.257088888888887,92.257088888888887,92.257088888888887,0.08,"",null,null,null,null,null,null,null,null,-1,37,-36,-39]
[0,"","",0,0,0,0,0,0,"Bottom of Stone Elevation",null,null,null,null,null,null,null,null,-1,38,-37,-40]
[-1,"","","","","","","","","",null,null,null,null,null,null,null,null,-1,39,-38,-41]
[-2,"","","","","","","","","",null,null,null,null,null,null,null,null,-1,40,-39,-42]
[-3,"","","","","","","","","",null,null,null,null,null,null,null,null,-1,41,-40,-43]
[-4,"","","","","","","","","",null,null,null,null,null,null,null,null,-1,42,-41,-44]
[-5,"","","","","","","","","",null,null,null,null,null,null,null,null,-1,43,-42,-45]
[-6,"","","","","","","","","",null,null,null,null,null,null,null,null,-1,44,-43,-46]
[-7,"","","","","","","","","",null,null,null,null,null,null,null,null,-1,45,-44,-47]
[-8,"","","","","","","","","",null,null,null,null,null,null,null,null,-1,46,-45,-48]
[-9,"","","","","","","","","",null,null,null,null,null,null,null,null,-1,47,-46,-49]
[-10,"","","","","","","","","",null,null,null,null,null,null,null,null,-1,48,-47,-50]
[-11,"","","","","","","","","",null,null,null,null,null,null,null,null,-1,49,-48,-51]
[-12,"","","","","","","","","",null,null,null,null,null,null,null,null,-1,50,-49,-52]
[-13,"","","","","","","","","",null,null,null,null,null,null,null,null,-1,51,-50,-53]
[-14,"","","","","","","","","",null,null,null,null,null,null,null,null,-1,52,-51,-54]
[-15,"","","","","","","","","",null,null,null,null,null,null,null,null,{"$f":"IF(AND(S77>=1,S77<26),S77+1,IF(U78=0,1,IF(S77=26,S77+0.5,-1)))","v":-1},{"$f":"IF(T77>=1,T77+1,IF(U78=0,1,-1))","v":53},-52,-55]
[-16,{"$f":"IF(A79<=0,\"\",IF(S78>=1,LOOKUP(S78,Y$13:Y$39,X$13:X$39),0))","v":""},{"$f":"IF(A79<=0,\"\",IF(S78>=16,LOOKUP(S78,Y$28:Y$39,Z$28:Z$39),0))","v":""},{"$f":"IF(A79=0,0,IF(A79<0,\"\",B79*$O$26))","v":""},{"$f":"IF(A79=0,0,IF(A79<0,\"\",C79*$O$27))","v":""},{"$f":"IF(A79=0,0,IF(A79<0,\"\",IF(B79=0.0001,((E$8*0.5/12)-D79)*P$34,((E$8*1/12)-D79)*P$34)))","v":""},{"$f":"IF(A79=0,0,IF(A79<0,\"\",D79+F79+E79))","v":""},{"$f":"IF(A79=0,0,IF(A79<0,\"\",IF(A79=1,F79,G79+H80)))","v":""},{"$f":"IF(A79<0,\"\",ROUND($E$9+(A79/12),2))","v":""},"",null,null,null,null,null,null,null,null,-1,54,{"$f":"U78-1","v":-53},{"$f":"V78-1","v":-56}]
[-17,"","","","","","","","","",null,null,null,null,null,null,null,null,-1,55,-54,-57]
[-18,"","","","","","","","",{"$f":"IF(B81=$X$13,\"Top of Chamber Elevation\",IF(A81=$E$6,\"Bottom of Chamber Elevation\",IF(A81=0,\"Bottom of Stone Elevation\",\"\")))","v":""},null,null,null,null,null,null,null,null,-1,56,-55,-58]
[-19,"","","","","","","","","",null,null,null,null,null,null,null,null,-1,57,-56,-59]
[-20,"","","","","","","","","",null,null,null,null,null,null,null,null,-1,58,-57,-60]
[-21,"","","","","","","","","",null,null,null,null,null,null,null,null,-1,59,-58,-61]
[-22,"","","","","","","","","",null,null,null,null,null,null,null,null,-1,60,-59,-62]
[-23,"","","","","","","","","",null,null,null,null,null,null,null,null,-1,61,-60,-63]
[-24,"","","","","","","","","",null,null,null,null,null,null,null,null,-1,62,-61,-64]
[-25,"","","","","","","","","",null,null,null,null,null,null,null,null,-1,63,-62,-65]
[-26,"","","","","","","","","",null,null,null,null,null,null,null,null,-1,64,-63,-66]
[{"$f":"IF(S88=0,0,IF(A89=\"\",\"\",IF(S88=1,A89-0.5,A89-1)))","v":-27},"","","","","","","","","",null,null,null,null,null,null,null,null,-1,65,-64,-67]
[-28,"","","","","","","","","",null,null,null,null,null,null,null,null,-1,66,-65,-68]
[-29,"","","","","","","","","",null,null,null,null,null,null,null,null,-1,67,-66,-69]
[-30,"","","","","","","","","",null,null,null,null,null,null,null,null,-1,68,-67,-70]
[-31,"","","","","","","","","",null,null,null,null,null,null,null,null,-1,69,-68,-71]
[-32,"","","","","","","","","",null,null,null,null,null,null,null,null,-1,70,-69,-72]
[-33,"","","","","","","","","",null,null,null,null,null,null,null,null,-1,71,-70,-73]
[-34,"","","","","","","","","",null,null,null,null,null,null,null,null,-1,72,-71,-74]
[-35,"","","","","","","","","",null,null,null,null,null,null,null,null,-1,73,-72,-75]
[-36,"","","","","","","","","",null,null,null,null,null,null,null,null,-1,74,-73,-76]
[-37,"","","","","","","","","",null,null,null,null,null,null,null,null,-1,75,-74,-77]
[-38,"","","","","","","","","",null,null,null,null,null,null,null,null,-1,76,-75,-78]
[-39,"","","","","","","","","",null,null,null,null,null,null,null,null,-1,77,-76,-79]
[-40,"","","","","","","","","",null,null,null,null,null,null,null,null,-1,78,-77,-80]
[-41,"","","","","","","","","",null,null,null,null,null,null,null,null,-1,79,-78,-81]
[-42,"","","","","","","","","",null,null,null,null,null,null,null,null,-1,80,-79,-82]
[-43,"","","","","","","","","",null,null,null,null,null,null,null,null,-1,81,-80,-83]
[-44,"","","","","","","","","",null,null,null,null,null,null,null,null,-1,82,-81,-84]
[-45,"","","","","","","","","",null,null,null,null,null,null,null,null,-1,83,-82,-85]
[-46,"","","","","","","","","",null,null,null,null,null,null,null,null,-1,84,-83,-86]
[-47,"","","","","","","","","",null,null,null,null,null,null,null,null,{"$f":"IF(AND(S109>=1,S109<26),S109+1,IF(U110=0,1,IF(S109=26,S109+0.5,-1)))","v":-1},{"$f":"IF(T109>=1,T109+1,IF(U110=0,1,-1))","v":85},-84,-87]
[-48,{"$f":"IF(A111<=0,\"\",IF(S110>=1,LOOKUP(S110,Y$13:Y$39,X$13:X$39),0))","v":""},{"$f":"IF(A111<=0,\"\",IF(S110>=16,LOOKUP(S110,Y$28:Y$39,Z$28:Z$39),0))","v":""},{"$f":"IF(A111=0,0,IF(A111<0,\"\",B111*$O$26))","v":""},{"$f":"IF(A111=0,0,IF(A111<0,\"\",C111*$O$27))","v":""},{"$f":"IF(A111=0,0,IF(A111<0,\"\",IF(B111=0.0001,((E$8*0.5/12)-D111)*P$34,((E$8*1/12)-D111)*P$34)))","v":""},{"$f":"IF(A111=0,0,IF(A111<0,\"\",D111+F111+E111))","v":""},{"$f":"IF(A111=0,0,IF(A111<0,\"\",IF(A111=1,F111,G111+H112)))","v":""},{"$f":"IF(A111<0,\"\",ROUND($E$9+(A111/12),2))","v":""},"",null,null,null,null,null,null,null,null,-1,86,{"$f":"U110-1","v":-85},{"$f":"V110-1","v":-88}]
[-49,"","","","","","","","","",null,null,null,null,null,null,null,null,-1,87,-86,-89]
[-50,"","","","","","","","","",null,null,null,null,null,null,null,null,-1,88,-87,-90]
[-51,"","","","","","","","","",null,null,null,null,null,null,null,null,-1,89,-88,-91]
[-52,"","","","","","","","","",null,null,null,null,null,null,null,null,-1,90,-89,-92]
[-53,"","","","","","","","","",null,null,null,null,null,null,null,null,-1,91,-90,-93]
[-54,"","","","","","","","","",null,null,null,null,null,null,null,null,-1,92,-91,-94]
[-55,"","","","","","","","","",null,null,null,null,null,null,null,null,-1,93,-92,-95]
[-56,"","","","","","","","","",null,null,null,null,null,null,null,null,-1,94,-93,-96]
[-57,"","","","","","","","","",null,null,null,null,null,null,null,null,-1,95,-94,-97]
[-58,"","","","","","","","","",null,null,null,null,null,null,null,null,-1,96,-95,-98]
[{"$f":"IF(S120=0,0,IF(A121=\"\",\"\",IF(S120=1,A121-0.5,A121-1)))","v":-59},"","","","","","","","","",null,null,null,null,null,null,null,null,-1,97,-96,-99]
[-60,"","","","","","","","","",null,null,null,null,null,null,null,null,-1,98,-97,-100]
[-61,"","","","","","","","","",null,null,null,null,null,null,null,null,-1,99,-98,-101]
[-62,"","","","","","","","","",null,null,null,null,null,null,null,null,-1,100,-99,-102]
[-63,"","","","","","","","",null,null,null,null,null,null,null,null,null,-1,101,-100,-103]
[-64,"","","","","","","","",null,null,null,null,null,null,null,null,null,-1,102,-101,-104]

{"sheet":"330XLHD-Imperial","index":11,"n_rows":319,"n_cols":27,"rows_kept":319,"cut":false,"hidden":true,"merged":[[11,0,11,8]]}
[]
["Number of Rows-",null,null,null,{"$f":"Data!$AG$6","v":6},"units"]
["Total number of chambers -",null,null,null,{"$f":"Data!$AG$17*Data!$AG$18","v":96},"units"]
["HVLV FC-24 Feed Connectors -",null,null,null,{"$f":"Data!$AG$9","v":4},"units"]
["Stone Void -",null,null,null,{"$f":"Data!$Z$22*100","v":40},"%"]
["Stone Base -",null,null,null,{"$f":"Data!$Z$18","v":9},"inches",{"$f":"IF(E6>36,\"Please contact cultec design assistance if stone amount exceeds 36 inches\",\"\")","v":""}]
["Stone Above Units -",null,null,null,{"$f":"Data!$Z$17","v":12},"inches",{"$f":"IF(E7>36,\"Please contact cultec design assistance if stone amount exceeds 36 inches\",\"\")","v":""}]
["Area -",null,null,null,{"$f":"Data!$AG$23","v":2767.7126666666663},"ft2",{"$f":"O22","v":3522.7476900000001},"Min. Area Required "]
["Base of Stone Elevation- ",null,null,null,{"$f":"'INPUT INFORMATION'!$C$29","v":0},"ft",null,"Note: Min. Area required is based on"]
[null,null,null,null,null,null,null,"12\" around the system and typ. spacing"]
[]
["CULTEC Recharger 330XLHD Incremental Storage Volumes"]
["Height of System","Incremental Single Chamber","FC 24 Feed Connector single unit","Chamber Volume","HVLV FC-24 Feed Connector Volume","Stone Volume","Cumulative Storage Volume","Total Cumulative Storage Volume","Elevation",null,null,null,null,null,null,"INSTALLED LENGTH",{"$f":"COUNTIF(U20:U116,\">0\")","v":12}]
["in","ft3","ft3","ft3","ft3","ft3","ft3","ft3","ft",null,null,null,"S & E",null,{"$f":"E2*2","v":12},7.75]
[{"$f":"Q26","v":51.5},{"$f":"IF(A15<=0,\"\",IF(S20>=1,LOOKUP(S20,Y$15:Y$45,X$15:X$45),0))","v":0},{"$f":"IF(A15<=0,\"\",IF(S20>=20,LOOKUP(S20,Y$34:Y$45,Z$34:Z$45),0))","v":0},{"$f":"IF(A15=0,0,IF(A15<0,\"\",B15*$O$20))","v":0},{"$f":"IF(A15=0,0,IF(A15<0,\"\",C15*$O$21))","v":0},{"$f":"IF(A15=0,0,IF(A15<0,\"\",IF(B15=0.0001,((E$8*0.5/12)-D15)*P$28,((E$8*1/12)-D15)*P$28)))","v":92.257088888888887},{"$f":"IF(A15=0,0,IF(A15<0,\"\",D15+F15+E15))","v":92.257088888888887},{"$f":"IF(A15=0,0,IF(A15<0,\"\",IF(A15=1,F15,G15+H16)))","v":7800.6663377777759},{"$f":"IF(A15<0,\"\",ROUND($E$9+(A15/12),2))","v":4.29},"Top of Stone Elevation",null,null,"I",null,{"$f":"E3-O14","v":84},7,null,null,null,null,null,null,null,1E-4,1]
[{"$f":"IF(S20=0,0,IF(A15=\" \",\"\",IF(S20=1,A15-0.5,A15-1)))","v":50.5},0,0,0,0,92.257088888888887,92.257088888888887,7708.4092488888873,4.21,{"$f":"IF(B16=$X$15,\"Top of Chamber Elevation\",IF(A16=$E$6,\"Bottom of Chamber Elevation\",IF(A16=0,\"Bottom of Stone Elevation\",\"\")))","v":""},null,null,"STONE BORDER (FT.)",null,1,null,null,null,null,null,null,null,null,1.9E-2,2]
[49.5,0,0,0,0,92.257088888888887,92.257088888888887,7616.1521599999987,4.13,{"$f":"IF(B17=$X$15,\"Top of Chamber Elevation\",IF(A17=$E$6,\"Bottom of Chamber Elevation\",IF(A17=0,\"Bottom of Stone Elevation\",\"\")))","v":""},null,null,"CHAMBER SPACING (FT.)",null,0.5,null,null,null,null,null,null,null,null,5.0999999999999997E-2,3]
[48.5,0,0,0,0,92.257088888888887,92.257088888888887,7523.8950711111102,4.04,"",null,null,"BED WIDTH",null,{"$f":"(E2*Q29+(2*O16)-O17)","v":30.499980000000001},null,null,null,null,null,null,null,null,8.4000000000000005E-2,4]
[47.5,0,0,0,0,92.257088888888887,92.257088888888887,7431.6379822222216,3.96,"",null,null,"BED LENGTH",null,{"$f":"((O23-2)*P15)+(2*P14)+(O16*2)","v":115.5},null,null,null,-1,-1,"above","base",null,0.124,5]
[46.5,0,0,0,0,92.257088888888887,92.257088888888887,7339.380893333333,3.88,"",null,null,"FT OF CHAMBER -",null,{"$f":"(O14*P14)+(O15*P15)","v":681},null,null,null,{"$f":"IF(AND(S19>=1,S19<30),S19+1,IF(U20=0,1,IF(S19=30,S19+0.5,-1)))","v":-1},{"$f":"IF(T19>=1,T19+1,IF(U20=0,1,-1))","v":-1},{"$f":"E7","v":12},{"$f":"E6","v":9},null,0.15,6]
[45.5,0,0,0,0,92.257088888888887,92.257088888888887,7247.1238044444444,3.79,"",null,null,"FT OF FC CONNECTORS -",null,{"$f":"E4*O17","v":2},null,null,null,-1,-1,{"$f":"U20-1","v":11},{"$f":"V20-1","v":8},null,0.17299999999999999,7]
[44.5,0,0,0,0,92.257088888888887,92.257088888888887,7154.8667155555559,3.71,"",null,null,"Area (Sq. Ft.) -",null,{"$f":"O19*O18","v":3522.7476900000001},null,null,null,-1,-1,10,7,null,0.191,8]
[43.5,0,0,0,0,92.257088888888887,92.257088888888887,7062.6096266666673,3.63,"",null,null,{"$f":"E2","v":6},"ROW OF",{"$f":"E3/E2","v":16},null,null,null,-1,-1,9,6,null,0.20699999999999999,9]
[42.5,0,0,0,0,92.257088888888887,92.257088888888887,6970.3525377777787,3.54,"",null,null,null,null,null,null,null,null,-1,-1,8,5,null,0.221,10]
[41.5,0,0,0,0,92.257088888888887,92.257088888888887,6878.0954488888901,3.46,"",null,null,null,null,null,null,"SYSTEM HEIGHT",null,-1,-1,7,4,null,0.23300000000000001,11]
[40.5,0,0,0,0,92.257088888888887,92.257088888888887,6785.8383600000016,3.38,"",null,null,null,null,null,null,{"$f":"E6+30.5+E7","v":51.5},null,-1,-1,6,3,null,0.24399999999999999,12]
[39.5,1E-4,0,6.8100000000000008E-2,0,46.101304444444445,46.169404444444446,6693.581271111113,3.29,"Top of Chamber Elevation",null,null,null,null,null,"Stone Void",null,null,-1,-1,5,2,null,0.254,13]
[39,1.9E-2,0,12.939,0,87.081488888888885,100.02048888888888,6647.4118666666682,3.25,"",null,null,null,null,null,{"$f":"E5/100","v":0.4},"Design unit width",null,-1,-1,4,1,null,0.26400000000000001,14]
[38,5.0999999999999997E-2,0,34.730999999999995,0,78.364688888888892,113.09568888888889,6547.3913777777789,3.17,"",null,null,null,null,null,null,4.8333300000000001,null,-1,-1,3,0,null,0.27100000000000002,15]
[37,8.4000000000000005E-2,0,57.204000000000001,0,69.375488888888881,126.57948888888887,6434.2956888888903,3.08,"",null,null,null,null,null,null,null,null,-1,-1,2,-1,null,0.28299999999999997,16]
[36,0.124,0,84.444000000000003,0,58.479488888888888,142.9234888888889,6307.7162000000017,3,"",null,null,null,null,null,null,null,null,-1,-1,1,-2,null,0.29399999999999998,17]
[35,0.15,0,102.14999999999999,0,51.397088888888881,153.54708888888888,6164.792711111113,2.92,"",null,null,null,null,null,null,null,null,1,1,0,-3,null,0.29599999999999999,18]
[34,0.17299999999999999,0,117.81299999999999,0,45.131888888888888,162.94488888888887,6011.2456222222245,2.83,"",null,null,null,null,null,null,null,null,2,2,-1,-4,null,0.29899999999999999,19]
[33,0.191,0,130.071,0,40.228688888888883,170.29968888888888,5848.3007333333353,2.75,"",null,null,null,null,null,null,null,null,3,3,-2,-5,null,0.30099999999999999,20,0.11,1]
[32,0.20699999999999999,0,140.96699999999998,0,35.870288888888886,176.83728888888888,5678.0010444444461,2.67,"",null,null,null,null,null,null,null,null,4,4,-3,-6,null,0.30299999999999999,21,0.09,2]
[31,0.221,0,150.501,0,32.056688888888878,182.55768888888889,5501.1637555555571,2.58,"",null,null,null,null,null,null,null,null,5,5,-4,-7,null,0.30399999999999999,22,8.5999999999999993E-2,3]
[30,0.23300000000000001,0,158.673,0,28.787888888888883,187.46088888888889,5318.6060666666681,2.5,"",null,null,null,null,null,null,null,null,6,6,-5,-8,null,0.30599999999999999,23,8.5000000000000006E-2,4]
[29,0.24399999999999999,0,166.16399999999999,0,25.791488888888889,191.95548888888888,5131.1451777777793,2.42,"",null,null,null,null,null,null,null,null,7,7,-6,-9,null,0.313,24,8.3000000000000004E-2,5]
[28,0.254,0,172.97399999999999,0,23.067488888888889,196.04148888888886,4939.1896888888905,2.33,"",null,null,null,null,null,null,null,null,8,8,-7,-10,null,0.32100000000000001,25,7.9000000000000001E-2,6]
[27,0.26400000000000001,0,179.78400000000002,0,20.343488888888874,200.12748888888891,4743.1482000000015,2.25,"",null,null,null,null,null,null,null,null,9,9,-8,-11,null,0.32200000000000001,26,7.3999999999999996E-2,7]
[26,0.27100000000000002,0,184.55100000000002,0,18.436688888888877,202.9876888888889,4543.0207111111122,2.17,"",null,null,null,null,null,null,null,null,10,10,-9,-12,null,0.32300000000000001,27,7.0999999999999994E-2,8]
[25,0.28299999999999997,0,192.72299999999998,0,15.167888888888889,207.89088888888887,4340.0330222222228,2.08,"",null,null,null,null,null,null,null,null,11,11,-10,-13,null,0.32400000000000001,28,6.2E-2,9]
[24,0.29399999999999998,0,200.214,0,12.171488888888883,212.38548888888889,4132.1421333333337,2,"",null,null,null,null,null,null,null,null,12,12,-11,-14,null,0.32500000000000001,29,4.5999999999999999E-2,10]
[23,0.29599999999999999,0,201.57599999999999,0,11.626688888888886,213.20268888888887,3919.7566444444446,1.92,"",null,null,null,null,null,null,null,null,13,13,-12,-15,null,0.32700000000000001,30,0.02,11]
[22,0.29899999999999999,0,203.619,0,10.809488888888882,214.42848888888889,3706.5539555555556,1.83,"",null,null,null,null,null,null,null,null,14,14,-13,-16,null,0.33200000000000002,30.5,1.2999999999999999E-2,12]
[21,0.30099999999999999,0.11,204.98099999999999,0.22,10.264688888888884,215.46568888888888,3492.1254666666669,1.75,"",null,null,null,null,null,null,null,null,15,15,-14,-17]
[20,{"$f":"IF(A47<=0,\"\",IF(S52>=1,LOOKUP(S52,Y$15:Y$45,X$15:X$45),0))","v":0.30299999999999999},{"$f":"IF(A47<=0,\"\",IF(S52>=20,LOOKUP(S52,Y$34:Y$45,Z$34:Z$45),0))","v":0.09},{"$f":"IF(A47=0,0,IF(A47<0,\"\",B47*$O$20))","v":206.34299999999999},{"$f":"IF(A47=0,0,IF(A47<0,\"\",C47*$O$21))","v":0.18},{"$f":"IF(A47=0,0,IF(A47<0,\"\",IF(B47=0.0001,((E$8*0.5/12)-D47)*P$28,((E$8*1/12)-D47)*P$28)))","v":9.719888888888887},{"$f":"IF(A47=0,0,IF(A47<0,\"\",D47+F47+E47))","v":216.24288888888887},{"$f":"IF(A47=0,0,IF(A47<0,\"\",IF(A47=1,F47,G47+H48)))","v":3276.6597777777779},{"$f":"IF(A47<0,\"\",ROUND($E$9+(A47/12),2))","v":1.67},"",null,null,null,null,null,null,null,null,16,16,-15,-18]
[19,0.30399999999999999,8.5999999999999993E-2,207.024,0.17199999999999999,9.4474888888888824,216.64348888888887,3060.4168888888889,1.58,"",null,null,null,null,null,null,null,null,17,17,-16,-19]
[18,0.30599999999999999,8.5000000000000006E-2,208.386,0.17,8.9026888888888838,217.45868888888887,2843.7734,1.5,"",null,null,null,null,null,null,null,null,18,18,-17,-20]
[17,0.313,8.3000000000000004E-2,213.15299999999999,0.16600000000000001,6.995888888888885,220.31488888888887,2626.3147111111111,1.42,"",null,null,null,null,null,null,null,null,19,19,-18,-21]
[16,0.32100000000000001,7.9000000000000001E-2,218.601,0.158,4.8166888888888826,223.57568888888886,2405.9998222222221,1.33,"",null,null,null,null,null,null,null,null,20,20,-19,-22]
[15,0.32200000000000001,7.3999999999999996E-2,219.28200000000001,0.14799999999999999,4.5442888888888779,223.97428888888888,2182.4241333333334,1.25,"",null,null,null,null,null,null,null,null,21,21,-20,-23]
[14,0.32300000000000001,7.0999999999999994E-2,219.96299999999999,0.14199999999999999,4.271888888888884,224.37688888888889,1958.4498444444446,1.17,"",null,null,null,null,null,null,null,null,22,22,-21,-24]
[13,0.32400000000000001,6.2E-2,220.64400000000001,0.124,3.9994888888888798,224.76748888888889,1734.0729555555556,1.08,"",null,null,null,null,null,null,null,null,23,23,-22,-25]
[12,0.32500000000000001,4.5999999999999999E-2,221.32500000000002,9.1999999999999998E-2,3.7270888888888751,225.14408888888892,1509.3054666666667,1,"",null,null,null,null,null,null,null,null,24,24,-23,-26]
[11,0.32700000000000001,0.02,222.68700000000001,0.04,3.182288888888877,225.90928888888888,1284.1613777777777,0.92,"",null,null,null,null,null,null,null,null,25,25,-24,-27]
[10,0.33200000000000002,1.2999999999999999E-2,226.09200000000001,2.5999999999999999E-2,1.8202888888888766,227.93828888888891,1058.2520888888889,0.83,"",null,null,null,null,null,null,null,null,26,26,-25,-28]
[{"$f":"IF(S62=0,0,IF(A57=\"\",\"\",IF(S62=1,A57-0.5,A57-1)))","v":9},0,0,0,0,92.257088888888887,92.257088888888887,830.31380000000013,0.75,"Bottom of Chamber Elevation",null,null,null,null,null,null,null,null,27,27,-26,-29]
[8,0,0,0,0,92.257088888888887,92.257088888888887,738.05671111111121,0.67,"",null,null,null,null,null,null,null,null,28,28,-27,-30]
[7,0,0,0,0,92.257088888888887,92.257088888888887,645.7996222222223,0.57999999999999996,"",null,null,null,null,null,null,null,null,29,29,-28,-31]
[6,0,0,0,0,92.257088888888887,92.257088888888887,553.54253333333338,0.5,"",null,null,null,null,null,null,null,null,30,30,-29,-32]
[5,0,0,0,0,92.257088888888887,92.257088888888887,461.28544444444447,0.42,"",null,null,null,null,null,null,null,null,30.5,31,-30,-33]
[4,0,0,0,0,92.257088888888887,92.257088888888887,369.02835555555555,0.33,"",null,null,null,null,null,null,null,null,-1,32,-31,-34]
[3,0,0,0,0,92.257088888888887,92.257088888888887,276.77126666666663,0.25,"",null,null,null,null,null,null,null,null,-1,33,-32,-35]
[2,0,0,0,0,92.257088888888887,92.257088888888887,184.51417777777777,0.17,"",null,null,null,null,null,null,null,null,-1,34,-33,-36]
[1,0,0,0,0,92.257088888888887,92.257088888888887,92.257088888888887,0.08,"",null,null,null,null,null,null,null,null,-1,35,-34,-37]
[0,"","",0,0,0,0,0,0,"Bottom of Stone Elevation",null,null,null,null,null,null,null,null,-1,36,-35,-38]
[-1,"","","","","","","","","",null,null,null,null,null,null,null,null,-1,37,-36,-39]
[-2,"","","","","","","","","",null,null,null,null,null,null,null,null,-1,38,-37,-40]
[-3,"","","","","","","","","",null,null,null,null,null,null,null,null,-1,39,-38,-41]
[-4,"","","","","","","","","",null,null,null,null,null,null,null,null,-1,40,-39,-42]
[-5,"","","","","","","","","",null,null,null,null,null,null,null,null,-1,41,-40,-43]
[-6,"","","","","","","","","",null,null,null,null,null,null,null,null,-1,42,-41,-44]
[-7,"","","","","","","","","",null,null,null,null,null,null,null,null,-1,43,-42,-45]
[-8,"","","","","","","","","",null,null,null,null,null,null,null,null,-1,44,-43,-46]
[-9,"","","","","","","","","",null,null,null,null,null,null,null,null,-1,45,-44,-47]
[-10,"","","","","","","","","",null,null,null,null,null,null,null,null,-1,46,-45,-48]
[-11,"","","","","","","","","",null,null,null,null,null,null,null,null,-1,47,-46,-49]
[-12,{"$f":"IF(A79<=0,\"\",IF(S84>=1,LOOKUP(S84,Y$15:Y$45,X$15:X$45),0))","v":""},{"$f":"IF(A79<=0,\"\",IF(S84>=20,LOOKUP(S84,Y$34:Y$45,Z$34:Z$45),0))","v":""},{"$f":"IF(A79=0,0,IF(A79<0,\"\",B79*$O$20))","v":""},{"$f":"IF(A79=0,0,IF(A79<0,\"\",C79*$O$21))","v":""},{"$f":"IF(A79=0,0,IF(A79<0,\"\",IF(B79=0.0001,((E$8*0.5/12)-D79)*P$28,((E$8*1/12)-D79)*P$28)))","v":""},{"$f":"IF(A79=0,0,IF(A79<0,\"\",D79+F79+E79))","v":""},{"$f":"IF(A79=0,0,IF(A79<0,\"\",IF(A79=1,F79,G79+H80)))","v":""},{"$f":"IF(A79<0,\"\",ROUND($E$9+(A79/12),2))","v":""},"",null,null,null,null,null,null,null,null,-1,48,-47,-50]
[-13,"","","","","","","","","",null,null,null,null,null,null,null,null,-1,49,-48,-51]
[-14,"","","","","","","","",{"$f":"IF(B81=$X$15,\"Top of Chamber Elevation\",IF(A81=$E$6,\"Bottom of Chamber Elevation\",IF(A81=0,\"Bottom of Stone Elevation\",\"\")))","v":""},null,null,null,null,null,null,null,null,-1,50,-49,-52]
[-15,"","","","","","","","","",null,null,null,null,null,null,null,null,-1,51,-50,-53]
[-16,"","","","","","","","","",null,null,null,null,null,null,null,null,-1,52,-51,-54]
[-17,"","","","","","","","","",null,null,null,null,null,null,null,null,{"$f":"IF(AND(S83>=1,S83<30),S83+1,IF(U84=0,1,IF(S83=30,S83+0.5,-1)))","v":-1},{"$f":"IF(T83>=1,T83+1,IF(U84=0,1,-1))","v":53},-52,-55]
[-18,"","","","","","","","","",null,null,null,null,null,null,null,null,-1,54,{"$f":"U84-1","v":-53},{"$f":"V84-1","v":-56}]
[-19,"","","","","","","","","",null,null,null,null,null,null,null,null,-1,55,-54,-57]
[-20,"","","","","","","","","",null,null,null,null,null,null,null,null,-1,56,-55,-58]
[-21,"","","","","","","","","",null,null,null,null,null,null,null,null,-1,57,-56,-59]
[-22,"","","","","","","","","",null,null,null,null,null,null,null,null,-1,58,-57,-60]
[{"$f":"IF(S94=0,0,IF(A89=\"\",\"\",IF(S94=1,A89-0.5,A89-1)))","v":-23},"","","","","","","","","",null,null,null,null,null,null,null,null,-1,59,-58,-61]
[-24,"","","","","","","","","",null,null,null,null,null,null,null,null,-1,60,-59,-62]
[-25,"","","","","","","","","",null,null,null,null,null,null,null,null,-1,61,-60,-63]
[-26,"","","","","","","","","",null,null,null,null,null,null,null,null,-1,62,-61,-64]
[-27,"","","","","","","","","",null,null,null,null,null,null,null,null,-1,63,-62,-65]
[-28,"","","","","","","","","",null,null,null,null,null,null,null,null,-1,64,-63,-66]
[-29,"","","","","","","","","",null,null,null,null,null,null,null,null,-1,65,-64,-67]
[-30,"","","","","","","","","",null,null,null,null,null,null,null,null,-1,66,-65,-68]
[-31,"","","","","","","","","",null,null,null,null,null,null,null,null,-1,67,-66,-69]
[-32,"","","","","","","","","",null,null,null,null,null,null,null,null,-1,68,-67,-70]
[-33,"","","","","","","","","",null,null,null,null,null,null,null,null,-1,69,-68,-71]
[-34,"","","","","","","","","",null,null,null,null,null,null,null,null,-1,70,-69,-72]
[-35,"","","","","","","","","",null,null,null,null,null,null,null,null,-1,71,-70,-73]
[-36,"","","","","","","","","",null,null,null,null,null,null,null,null,-1,72,-71,-74]
[-37,"","","","","","","","","",null,null,null,null,null,null,null,null,-1,73,-72,-75]
[-38,"","","","","","","","","",null,null,null,null,null,null,null,null,-1,74,-73,-76]
[-39,"","","","","","","","","",null,null,null,null,null,null,null,null,-1,75,-74,-77]
[-40,"","","","","","","","","",null,null,null,null,null,null,null,null,-1,76,-75,-78]
[-41,"","","","","","","","","",null,null,null,null,null,null,null,null,-1,77,-76,-79]
[-42,"","","","","","","","","",null,null,null,null,null,null,null,null,-1,78,-77,-80]
[-43,"","","","","","","","","",null,null,null,null,null,null,null,null,-1,79,-78,-81]
[-44,{"$f":"IF(A111<=0,\"\",IF(S116>=1,LOOKUP(S116,Y$15:Y$45,X$15:X$45),0))","v":""},{"$f":"IF(A111<=0,\"\",IF(S116>=20,LOOKUP(S116,Y$34:Y$45,Z$34:Z$45),0))","v":""},{"$f":"IF(A111=0,0,IF(A111<0,\"\",B111*$O$20))","v":""},{"$f":"IF(A111=0,0,IF(A111<0,\"\",C111*$O$21))","v":""},{"$f":"IF(A111=0,0,IF(A111<0,\"\",IF(B111=0.0001,((E$8*0.5/12)-D111)*P$28,((E$8*1/12)-D111)*P$28)))","v":""},{"$f":"IF(A111=0,0,IF(A111<0,\"\",D111+F111+E111))","v":""},{"$f":"IF(A111=0,0,IF(A111<0,\"\",IF(A111=1,F111,G111+H112)))","v":""},{"$f":"IF(A111<0,\"\",ROUND($E$9+(A111/12),2))","v":""},"",null,null,null,null,null,null,null,null,-1,80,-79,-82]
[-45,"","","","","","","","","",null,null,null,null,null,null,null,null,-1,81,-80,-83]
[-46,"","","","","","","","","",null,null,null,null,null,null,null,null,-1,82,-81,-84]
[-47,"","","","","","","","","",null,null,null,null,null,null,null,null,-1,83,-82,-85]
[-48,"","","","","","","","","",null,null,null,null,null,null,null,null,-1,84,-83,-86]
[-49,"","","","","","","","","",null,null,null,null,null,null,null,null,-1,85,-84,-87]
[-50,"","","","","","","","","",null,null,null,null,null,null,null,null,-1,86,-85,-88]
[null,null,null,null,null,null,null,null,null,null,null,null,null,null,null,null,null,null,-1,87,-86,-89]
[null,null,null,null,null,null,null,null,null,null,null,null,null,null,null,null,null,null,-1,88,-87,-90]
[null,null,null,null,null,null,null,null,null,null,null,null,null,null,null,null,null,null,-1,89,-88,-91]
[null,null,null,null,null,null,null,null,null,null,null,null,null,null,null,null,null,null,-1,90,-89,-92]
[null,null,null,null,null,null,null,null,null,null,null,null,null,null,null,null,null,null,-1,91,-90,-93]
[null,null,null,null,null,null,null,null,null,null,null,null,null,null,null,null,null,null,-1,92,-91,-94]
[null,null,null,null,null,null,null,null,null,null,null,null,null,null,null,null,null,null,-1,93,-92,-95]
[null,null,null,null,null,null,null,null,null,null,null,null,null,null,null,null,null,null,-1,94,-93,-96]
[null,null,null,null,null,null,null,null,null,null,null,null,null,null,null,null,null,null,-1,95,-94,-97]
[null,null,null,null,null,null,null,null,null,null,null,null,null,null,null,null,null,null,-1,96,-95,-98]
[null,null,null,null,null,null,null,null,null,null,null,null,null,null,null,null,null,null,-1,97,-96,-99]
[null,null,null,null,null,null,null,null,null,null,null,null,null,null,null,null,null,null,-1,98,-97,-100]
[null,null,null,null,null,null,null,null,null,null,null,null,null,null,null,null,null,null,-1,99,-98,-101]
[null,null,null,null,null,null,null,null,null,null,null,null,null,null,null,null,null,null,-1,100,-99,-102]
[null,null,null,null,null,null,null,null,null,null,null,null,null,null,null,null,null,null,-1,101,-100,-103]
[null,null,null,null,null,null,null,null,null,null,null,null,null,null,null,null,null,null,-1,102,-101,-104]
[null,null,null,null,null,null,null,null,null,null,null,null,null,null,null,null,null,null,-1,103,-102,-105]
[null,null,null,null,null,null,null,null,null,null,null,null,null,null,null,null,null,null,-1,104,-103,-106]
[null,null,null,null,null,null,null,null,null,null,null,null,null,null,null,null,null,null,-1,105,-104,-107]
[null,null,null,null,null,null,null,null,null,null,null,null,null,null,null,null,null,null,-1,106,-105,-108]
[null,null,null,null,null,null,null,null,null,null,null,null,null,null,null,null,null,null,-1,107,-106,-109]
[null,null,null,null,null,null,null,null,null,null,null,null,null,null,null,null,null,null,-1,108,-107,-110]
[null,null,null,null,null,null,null,null,null,null,null,null,null,null,null,null,null,null,-1,109,-108,-111]
[null,null,null,null,null,null,null,null,null,null,null,null,null,null,null,null,null,null,-1,110,-109,-112]
[null,null,null,null,null,null,null,null,null,null,null,null,null,null,null,null,null,null,-1,111,-110,-113]
[null,null,null,null,null,null,null,null,null,null,null,null,null,null,null,null,null,null,-1,112,-111,-114]
[null,null,null,null,null,null,null,null,null,null,null,null,null,null,null,null,null,null,-1,113,-112,-115]
[null,null,null,null,null,null,null,null,null,null,null,null,null,null,null,null,null,null,-1,114,-113,-116]
[null,null,null,null,null,null,null,null,null,null,null,null,null,null,null,null,null,null,-1,115,-114,-117]
[null,null,null,null,null,null,null,null,null,null,null,null,null,null,null,null,null,null,-1,116,-115,-118]
[null,null,null,null,null,null,null,null,null,null,null,null,null,null,null,null,null,null,{"$f":"IF(AND(S147>=1,S147<30),S147+1,IF(U148=0,1,IF(S147=30,S147+0.5,-1)))","v":-1},{"$f":"IF(T147>=1,T147+1,IF(U148=0,1,-1))","v":117},-116,-119]
[null,null,null,null,null,null,null,null,null,null,null,null,null,null,null,null,null,null,-1,118,{"$f":"U148-1","v":-117},{"$f":"V148-1","v":-120}]
[null,null,null,null,null,null,null,null,null,null,null,null,null,null,null,null,null,null,-1,119,-118,-121]
[null,null,null,null,null,null,null,null,null,null,null,null,null,null,null,null,null,null,-1,120,-119,-122]
[null,null,null,null,null,null,null,null,null,null,null,null,null,null,null,null,null,null,-1,121,-120,-123]
[null,null,null,null,null,null,null,null,null,null,null,null,null,null,null,null,null,null,-1,122,-121,-124]
[null,null,null,null,null,null,null,null,null,null,null,null,null,null,null,null,null,null,-1,123,-122,-125]
[null,null,null,null,null,null,null,null,null,null,null,null,null,null,null,null,null,null,-1,124,-123,-126]
[null,null,null,null,null,null,null,null,null,null,null,null,null,null,null,null,null,null,-1,125,-124,-127]
[null,null,null,null,null,null,null,null,null,null,null,null,null,null,null,null,null,null,-1,126,-125,-128]
[null,null,null,null,null,null,null,null,null,null,null,null,null,null,null,null,null,null,-1,127,-126,-129]
[null,null,null,null,null,null,null,null,null,null,null,null,null,null,null,null,null,null,-1,128,-127,-130]
[null,null,null,null,null,null,null,null,null,null,null,null,null,null,null,null,null,null,-1,129,-128,-131]
[null,null,null,null,null,null,null,null,null,null,null,null,null,null,null,null,null,null,-1,130,-129,-132]
[null,null,null,null,null,null,null,null,null,null,null,null,null,null,null,null,null,null,-1,131,-130,-133]
[null,null,null,null,null,null,null,null,null,null,null,null,null,null,null,null,null,null,-1,132,-131,-134]
[null,null,null,null,null,null,null,null,null,null,null,null,null,null,null,null,null,null,-1,133,-132,-135]
[null,null,null,null,null,null,null,null,null,null,null,null,null,null,null,null,null,null,-1,134,-133,-136]
[null,null,null,null,null,null,null,null,null,null,null,null,null,null,null,null,null,null,-1,135,-134,-137]
[null,null,null,null,null,null,null,null,null,null,null,null,null,null,null,null,null,null,-1,136,-135,-138]
[null,null,null,null,null,null,null,null,null,null,null,null,null,null,null,null,null,null,-1,137,-136,-139]
[null,null,null,null,null,null,null,null,null,null,null,null,null,null,null,null,null,null,-1,138,-137,-140]
[null,null,null,null,null,null,null,null,null,null,null,null,null,null,null,null,null,null,-1,139,-138,-141]
[null,null,null,null,null,null,null,null,null,null,null,null,null,null,null,null,null,null,-1,140,-139,-142]
[null,null,null,null,null,null,null,null,null,null,null,null,null,null,null,null,null,null,-1,141,-140,-143]
[null,null,null,null,null,null,null,null,null,null,null,null,null,null,null,null,null,null,-1,142,-141,-144]
[null,null,null,null,null,null,null,null,null,null,null,null,null,null,null,null,null,null,-1,143,-142,-145]
[null,null,null,null,null,null,null,null,null,null,null,null,null,null,null,null,null,null,-1,144,-143,-146]
[null,null,null,null,null,null,null,null,null,null,null,null,null,null,null,null,null,null,-1,145,-144,-147]
[null,null,null,null,null,null,null,null,null,null,null,null,null,null,null,null,null,null,-1,146,-145,-148]
[null,null,null,null,null,null,null,null,null,null,null,null,null,null,null,null,null,null,-1,147,-146,-149]
[null,null,null,null,null,null,null,null,null,null,null,null,null,null,null,null,null,null,-1,148,-147,-150]
[null,null,null,null,null,null,null,null,null,null,null,null,null,null,null,null,null,null,-1,149,-148,-151]
[null,null,null,null,null,null,null,null,null,null,null,null,null,null,null,null,null,null,-1,150,-149,-152]
[null,null,null,null,null,null,null,null,null,null,null,null,null,null,null,null,null,null,-1,151,-150,-153]
[null,null,null,null,null,null,null,null,null,null,null,null,null,null,null,null,null,null,-1,152,-151,-154]
[null,null,null,null,null,null,null,null,null,null,null,null,null,null,null,null,null,null,-1,153,-152,-155]
[null,null,null,null,null,null,null,null,null,null,null,null,null,null,null,null,null,null,-1,154,-153,-156]
[null,null,null,null,null,null,null,null,null,null,null,null,null,null,null,null,null,null,-1,155,-154,-157]
[null,null,null,null,null,null,null,null,null,null,null,null,null,null,null,null,null,null,-1,156,-155,-158]
[null,null,null,null,null,null,null,null,null,null,null,null,null,null,null,null,null,null,-1,157,-156,-159]
[null,null,null,null,null,null,null,null,null,null,null,null,null,null,null,null,null,null,-1,158,-157,-160]
[null,null,null,null,null,null,null,null,null,null,null,null,null,null,null,null,null,null,-1,159,-158,-161]
[null,null,null,null,null,null,null,null,null,null,null,null,null,null,null,null,null,null,-1,160,-159,-162]
[null,null,null,null,null,null,null,null,null,null,null,null,null,null,null,null,null,null,-1,161,-160,-163]
[null,null,null,null,null,null,null,null,null,null,null,null,null,null,null,null,null,null,-1,162,-161,-164]
[null,null,null,null,null,null,null,null,null,null,null,null,null,null,null,null,null,null,-1,163,-162,-165]
[null,null,null,null,null,null,null,null,null,null,null,null,null,null,null,null,null,null,-1,164,-163,-166]
[null,null,null,null,null,null,null,null,null,null,null,null,null,null,null,null,null,null,-1,165,-164,-167]
[null,null,null,null,null,null,null,null,null,null,null,null,null,null,null,null,null,null,-1,166,-165,-168]
[null,null,null,null,null,null,null,null,null,null,null,null,null,null,null,null,null,null,-1,167,-166,-169]
[null,null,null,null,null,null,null,null,null,null,null,null,null,null,null,null,null,null,-1,168,-167,-170]
[null,null,null,null,null,null,null,null,null,null,null,null,null,null,null,null,null,null,-1,169,-168,-171]
[null,null,null,null,null,null,null,null,null,null,null,null,null,null,null,null,null,null,-1,170,-169,-172]
[null,null,null,null,null,null,null,null,null,null,null,null,null,null,null,null,null,null,-1,171,-170,-173]
[null,null,null,null,null,null,null,null,null,null,null,null,null,null,null,null,null,null,-1,172,-171,-174]
[null,null,null,null,null,null,null,null,null,null,null,null,null,null,null,null,null,null,-1,173,-172,-175]
[null,null,null,null,null,null,null,null,null,null,null,null,null,null,null,null,null,null,-1,174,-173,-176]
[null,null,null,null,null,null,null,null,null,null,null,null,null,null,null,null,null,null,-1,175,-174,-177]
[null,null,null,null,null,null,null,null,null,null,null,null,null,null,null,null,null,null,-1,176,-175,-178]
[null,null,null,null,null,null,null,null,null,null,null,null,null,null,null,null,null,null,-1,177,-176,-179]
[null,null,null,null,null,null,null,null,null,null,null,null,null,null,null,null,null,null,-1,178,-177,-180]
[null,null,null,null,null,null,null,null,null,null,null,null,null,null,null,null,null,null,-1,179,-178,-181]
[null,null,null,null,null,null,null,null,null,null,null,null,null,null,null,null,null,null,-1,180,-179,-182]
[null,null,null,null,null,null,null,null,null,null,null,null,null,null,null,null,null,null,{"$f":"IF(AND(S211>=1,S211<30),S211+1,IF(U212=0,1,IF(S211=30,S211+0.5,-1)))","v":-1},{"$f":"IF(T211>=1,T211+1,IF(U212=0,1,-1))","v":181},-180,-183]
[null,null,null,null,null,null,null,null,null,null,null,null,null,null,null,null,null,null,-1,182,{"$f":"U212-1","v":-181},{"$f":"V212-1","v":-184}]
[null,null,null,null,null,null,null,null,null,null,null,null,null,null,null,null,null,null,-1,183,-182,-185]
[null,null,null,null,null,null,null,null,null,null,null,null,null,null,null,null,null,null,-1,184,-183,-186]
[null,null,null,null,null,null,null,null,null,null,null,null,null,null,null,null,null,null,-1,185,-184,-187]
[null,null,null,null,null,null,null,null,null,null,null,null,null,null,null,null,null,null,-1,186,-185,-188]
[null,null,null,null,null,null,null,null,null,null,null,null,null,null,null,null,null,null,-1,187,-186,-189]
[null,null,null,null,null,null,null,null,null,null,null,null,null,null,null,null,null,null,-1,188,-187,-190]
[null,null,null,null,null,null,null,null,null,null,null,null,null,null,null,null,null,null,-1,189,-188,-191]
[null,null,null,null,null,null,null,null,null,null,null,null,null,null,null,null,null,null,-1,190,-189,-192]
[null,null,null,null,null,null,null,null,null,null,null,null,null,null,null,null,null,null,-1,191,-190,-193]
[null,null,null,null,null,null,null,null,null,null,null,null,null,null,null,null,null,null,-1,192,-191,-194]
[null,null,null,null,null,null,null,null,null,null,null,null,null,null,null,null,null,null,-1,193,-192,-195]
[null,null,null,null,null,null,null,null,null,null,null,null,null,null,null,null,null,null,-1,194,-193,-196]
[null,null,null,null,null,null,null,null,null,null,null,null,null,null,null,null,null,null,-1,195,-194,-197]
[null,null,null,null,null,null,null,null,null,null,null,null,null,null,null,null,null,null,-1,196,-195,-198]
[null,null,null,null,null,null,null,null,null,null,null,null,null,null,null,null,null,null,-1,197,-196,-199]
[null,null,null,null,null,null,null,null,null,null,null,null,null,null,null,null,null,null,-1,198,-197,-200]
[null,null,null,null,null,null,null,null,null,null,null,null,null,null,null,null,null,null,-1,199,-198,-201]
[null,null,null,null,null,null,null,null,null,null,null,null,null,null,null,null,null,null,-1,200,-199,-202]
[null,null,null,null,null,null,null,null,null,null,null,null,null,null,null,null,null,null,-1,201,-200,-203]
[null,null,null,null,null,null,null,null,null,null,null,null,null,null,null,null,null,null,-1,202,-201,-204]
[null,null,null,null,null,null,null,null,null,null,null,null,null,null,null,null,null,null,-1,203,-202,-205]
[null,null,null,null,null,null,null,null,null,null,null,null,null,null,null,null,null,null,-1,204,-203,-206]
[null,null,null,null,null,null,null,null,null,null,null,null,null,null,null,null,null,null,-1,205,-204,-207]
[null,null,null,null,null,null,null,null,null,null,null,null,null,null,null,null,null,null,-1,206,-205,-208]
[null,null,null,null,null,null,null,null,null,null,null,null,null,null,null,null,null,null,-1,207,-206,-209]
[null,null,null,null,null,null,null,null,null,null,null,null,null,null,null,null,null,null,-1,208,-207,-210]
[null,null,null,null,null,null,null,null,null,null,null,null,null,null,null,null,null,null,-1,209,-208,-211]
[null,null,null,null,null,null,null,null,null,null,null,null,null,null,null,null,null,null,-1,210,-209,-212]
[null,null,null,null,null,null,null,null,null,null,null,null,null,null,null,null,null,null,-1,211,-210,-213]
[null,null,null,null,null,null,null,null,null,null,null,null,null,null,null,null,null,null,-1,212,-211,-214]
[null,null,null,null,null,null,null,null,null,null,null,null,null,null,null,null,null,null,-1,213,-212,-215]
[null,null,null,null,null,null,null,null,null,null,null,null,null,null,null,null,null,null,-1,214,-213,-216]
[null,null,null,null,null,null,null,null,null,null,null,null,null,null,null,null,null,null,-1,215,-214,-217]
[null,null,null,null,null,null,null,null,null,null,null,null,null,null,null,null,null,null,-1,216,-215,-218]
[null,null,null,null,null,null,null,null,null,null,null,null,null,null,null,null,null,null,-1,217,-216,-219]
[null,null,null,null,null,null,null,null,null,null,null,null,null,null,null,null,null,null,-1,218,-217,-220]
[null,null,null,null,null,null,null,null,null,null,null,null,null,null,null,null,null,null,-1,219,-218,-221]
[null,null,null,null,null,null,null,null,null,null,null,null,null,null,null,null,null,null,-1,220,-219,-222]
[null,null,null,null,null,null,null,null,null,null,null,null,null,null,null,null,null,null,-1,221,-220,-223]
[null,null,null,null,null,null,null,null,null,null,null,null,null,null,null,null,null,null,-1,222,-221,-224]
[null,null,null,null,null,null,null,null,null,null,null,null,null,null,null,null,null,null,-1,223,-222,-225]
[null,null,null,null,null,null,null,null,null,null,null,null,null,null,null,null,null,null,-1,224,-223,-226]
[null,null,null,null,null,null,null,null,null,null,null,null,null,null,null,null,null,null,-1,225,-224,-227]
[null,null,null,null,null,null,null,null,null,null,null,null,null,null,null,null,null,null,-1,226,-225,-228]
[null,null,null,null,null,null,null,null,null,null,null,null,null,null,null,null,null,null,-1,227,-226,-229]
[null,null,null,null,null,null,null,null,null,null,null,null,null,null,null,null,null,null,-1,228,-227,-230]
[null,null,null,null,null,null,null,null,null,null,null,null,null,null,null,null,null,null,-1,229,-228,-231]
[null,null,null,null,null,null,null,null,null,null,null,null,null,null,null,null,null,null,-1,230,-229,-232]
[null,null,null,null,null,null,null,null,null,null,null,null,null,null,null,null,null,null,-1,231,-230,-233]
[null,null,null,null,null,null,null,null,null,null,null,null,null,null,null,null,null,null,-1,232,-231,-234]
[null,null,null,null,null,null,null,null,null,null,null,null,null,null,null,null,null,null,-1,233,-232,-235]
[null,null,null,null,null,null,null,null,null,null,null,null,null,null,null,null,null,null,-1,234,-233,-236]
[null,null,null,null,null,null,null,null,null,null,null,null,null,null,null,null,null,null,-1,235,-234,-237]
[null,null,null,null,null,null,null,null,null,null,null,null,null,null,null,null,null,null,-1,236,-235,-238]
[null,null,null,null,null,null,null,null,null,null,null,null,null,null,null,null,null,null,-1,237,-236,-239]
[null,null,null,null,null,null,null,null,null,null,null,null,null,null,null,null,null,null,-1,238,-237,-240]
[null,null,null,null,null,null,null,null,null,null,null,null,null,null,null,null,null,null,-1,239,-238,-241]
[null,null,null,null,null,null,null,null,null,null,null,null,null,null,null,null,null,null,-1,240,-239,-242]
[null,null,null,null,null,null,null,null,null,null,null,null,null,null,null,null,null,null,-1,241,-240,-243]
[null,null,null,null,null,null,null,null,null,null,null,null,null,null,null,null,null,null,-1,242,-241,-244]
[null,null,null,null,null,null,null,null,null,null,null,null,null,null,null,null,null,null,-1,243,-242,-245]
[null,null,null,null,null,null,null,null,null,null,null,null,null,null,null,null,null,null,-1,244,-243,-246]
[null,null,null,null,null,null,null,null,null,null,null,null,null,null,null,null,null,null,{"$f":"IF(AND(S275>=1,S275<30),S275+1,IF(U276=0,1,IF(S275=30,S275+0.5,-1)))","v":-1},{"$f":"IF(T275>=1,T275+1,IF(U276=0,1,-1))","v":245},-244,-247]
[null,null,null,null,null,null,null,null,null,null,null,null,null,null,null,null,null,null,-1,246,{"$f":"U276-1","v":-245},{"$f":"V276-1","v":-248}]
[null,null,null,null,null,null,null,null,null,null,null,null,null,null,null,null,null,null,-1,247,-246,-249]
[null,null,null,null,null,null,null,null,null,null,null,null,null,null,null,null,null,null,-1,248,-247,-250]
[null,null,null,null,null,null,null,null,null,null,null,null,null,null,null,null,null,null,-1,249,-248,-251]
[null,null,null,null,null,null,null,null,null,null,null,null,null,null,null,null,null,null,-1,250,-249,-252]
[null,null,null,null,null,null,null,null,null,null,null,null,null,null,null,null,null,null,-1,251,-250,-253]
[null,null,null,null,null,null,null,null,null,null,null,null,null,null,null,null,null,null,-1,252,-251,-254]
[null,null,null,null,null,null,null,null,null,null,null,null,null,null,null,null,null,null,-1,253,-252,-255]
[null,null,null,null,null,null,null,null,null,null,null,null,null,null,null,null,null,null,-1,254,-253,-256]
[null,null,null,null,null,null,null,null,null,null,null,null,null,null,null,null,null,null,-1,255,-254,-257]
[null,null,null,null,null,null,null,null,null,null,null,null,null,null,null,null,null,null,-1,256,-255,-258]
[null,null,null,null,null,null,null,null,null,null,null,null,null,null,null,null,null,null,-1,257,-256,-259]
[null,null,null,null,null,null,null,null,null,null,null,null,null,null,null,null,null,null,-1,258,-257,-260]
[null,null,null,null,null,null,null,null,null,null,null,null,null,null,null,null,null,null,-1,259,-258,-261]
[null,null,null,null,null,null,null,null,null,null,null,null,null,null,null,null,null,null,-1,260,-259,-262]
[null,null,null,null,null,null,null,null,null,null,null,null,null,null,null,null,null,null,-1,261,-260,-263]
[null,null,null,null,null,null,null,null,null,null,null,null,null,null,null,null,null,null,-1,262,-261,-264]
[null,null,null,null,null,null,null,null,null,null,null,null,null,null,null,null,null,null,-1,263,-262,-265]
[null,null,null,null,null,null,null,null,null,null,null,null,null,null,null,null,null,null,-1,264,-263,-266]
[null,null,null,null,null,null,null,null,null,null,null,null,null,null,null,null,null,null,-1,265,-264,-267]
[null,null,null,null,null,null,null,null,null,null,null,null,null,null,null,null,null,null,-1,266,-265,-268]
[null,null,null,null,null,null,null,null,null,null,null,null,null,null,null,null,null,null,-1,267,-266,-269]
[null,null,null,null,null,null,null,null,null,null,null,null,null,null,null,null,null,null,-1,268,-267,-270]
[null,null,null,null,null,null,null,null,null,null,null,null,null,null,null,null,null,null,-1,269,-268,-271]
[null,null,null,null,null,null,null,null,null,null,null,null,null,null,null,null,null,null,-1,270,-269,-272]
[null,null,null,null,null,null,null,null,null,null,null,null,null,null,null,null,null,null,-1,271,-270,-273]
[null,null,null,null,null,null,null,null,null,null,null,null,null,null,null,null,null,null,-1,272,-271,-274]
[null,null,null,null,null,null,null,null,null,null,null,null,null,null,null,null,null,null,-1,273,-272,-275]
[null,null,null,null,null,null,null,null,null,null,null,null,null,null,null,null,null,null,-1,274,-273,-276]
[null,null,null,null,null,null,null,null,null,null,null,null,null,null,null,null,null,null,-1,275,-274,-277]
[null,null,null,null,null,null,null,null,null,null,null,null,null,null,null,null,null,null,-1,276,-275,-278]
[null,null,null,null,null,null,null,null,null,null,null,null,null,null,null,null,null,null,-1,277,-276,-279]
[null,null,null,null,null,null,null,null,null,null,null,null,null,null,null,null,null,null,-1,278,-277,-280]
[null,null,null,null,null,null,null,null,null,null,null,null,null,null,null,null,null,null,-1,279,-278,-281]
[null,null,null,null,null,null,null,null,null,null,null,null,null,null,null,null,null,null,-1,280,-279,-282]
[null,null,null,null,null,null,null,null,null,null,null,null,null,null,null,null,null,null,-1,281,-280,-283]
[null,null,null,null,null,null,null,null,null,null,null,null,null,null,null,null,null,null,-1,282,-281,-284]
[null,null,null,null,null,null,null,null,null,null,null,null,null,null,null,null,null,null,-1,283,-282,-285]
[null,null,null,null,null,null,null,null,null,null,null,null,null,null,null,null,null,null,-1,284,-283,-286]
[null,null,null,null,null,null,null,null,null,null,null,null,null,null,null,null,null,null,-1,285,-284,-287]
[null,null,null,null,null,null,null,null,null,null,null,null,null,null,null,null,null,null,-1,286,-285,-288]
[null,null,null,null,null,null,null,null,null,null,null,null,null,null,null,null,null,null,-1,287,-286,-289]
[null,null,null,null,null,null,null,null,null,null,null,null,null,null,null,null,null,null,-1,288,-287,-290]

{"sheet":"360HD-Imperial","index":12,"n_rows":318,"n_cols":31,"rows_kept":318,"cut":false,"hidden":true,"merged":[[11,0,11,11]]}
[]
["Number of Rows-",null,null,null,null,null,null,{"$f":"Data!$AG$17","v":3},"units"]
["Total number of chambers -",null,null,null,null,null,null,{"$f":"Data!$AG$17*Data!$AG$18","v":96},"units"]
["HVLV FC-48 Feed Connectors -",null,null,null,null,null,null,{"$f":"Data!$AG$9","v":4},"units"]
["Stone Void -",null,null,null,null,null,null,{"$f":"Data!$Z$22*100","v":40},"%"]
["Stone Base -",null,null,null,null,null,null,{"$f":"Data!$Z$18","v":9},"inches"]
["Stone Above Units -",null,null,null,null,null,null,{"$f":"Data!$Z$17","v":12},"inches"]
["Area -",null,null,null,null,null,null,{"$f":"Data!$AG$23","v":2767.7126666666663},"ft2",{"$f":"R23","v":2255.89},"Min. Area Required "]
["Base of Stone Elevation- ",null,null,null,null,null,null,{"$f":"'INPUT INFORMATION'!$C$29","v":0},"ft",null,"Note: Min. Area required is based on"]
[null,null,null,null,null,null,null,null,null,null,"12\" around the system and typ. spacing"]
[]
["CULTEC Recharger 360HD Incremental Storage Volumes"]
["Height of System","Incremental Single Endcap","Incremental Single Chamber1","FC-48 Feed Connector single unit","End Cap Volume","Chamber Volume","Chamber & End Cap Vol","HVLV FC-48 Feed Connector Volume","Stone Volume","Cumulative Storage Volume","Total Cumulative Storage Volume","Elevation",null,null,null,null,null,null,"INSTALLED LENGTH",{"$f":"COUNTIF(X19:X115,\">0\")","v":12}]
["in","ft3","ft3","ft3","ft3","ft3","ft3","ft3","ft3","ft3","ft3","ft",null,null,null,"END CAP",null,{"$f":"H2*2","v":6},1.25]
[{"$f":"T26","v":57},{"$f":"IF(A15<=0,\"\",IF(V19>=1,LOOKUP(V19,AB$14:AB$61,AE$14:AE$61),0))","v":0},{"$f":"IF(A15<=0,\"\",IF(V19>=1,LOOKUP(V19,AB$26:AB$61,AA$26:AA$61),0))","v":0},{"$f":"IF(A15<=0,\"\",IF(V19>=37,LOOKUP(V19,AB$50:AB$61,AC$50:AC$61),0))","v":0},{"$f":"IF(A15=0,0,IF(A15<0,\"\",B15*$R$21))","v":0},{"$f":"IF(A15=0,0,IF(A15<0,\"\",C15*$R$20))","v":0},{"$f":"IF(A15=0,0,IF(A15<0,\"\",E15+F15))","v":0},{"$f":"IF(A15=0,0,IF(A15<0,\"\",D15*$R$22))","v":0},{"$f":"IF(A15=0,0,IF(A15<0,\"\",((H$8*1/12)-F15-E15-H15)*S$28))","v":92.257088888888887},{"$f":"IF(A15=0,0,IF(A15<0,\"\",E15+F15+I15+H15))","v":92.257088888888887},{"$f":"IF(A15=0,0,IF(A15<0,\"\",IF(A15=1,I15,J15+K16)))","v":7395.3073519030277},{"$f":"IF(A15<0,\"\",ROUND($H$9+(A15/12),2))","v":4.75},"Top of Stone Elevation",null,null,"CHAMBER",null,{"$f":"H3","v":96},3.67]
[{"$f":"IF(V19=0,0,IF(A15=\" \",\"\",A15-1))","v":56},0,{"$f":"IF(A16<=0,\"\",IF(V20>=1,LOOKUP(V20,AB$14:AB$61,AA$14:AA$61),0))","v":0},0,0,0,0,0,92.257088888888887,92.257088888888887,7303.0502630141391,4.67,{"$f":"IF(C16=$AA$26,\"Top of Chamber Elevation\",IF(A16=$H$6,\"Bottom of Chamber Elevation\",IF(A16=0,\"Bottom of Stone Elevation\",\"\")))","v":""},null,null,"STONE BORDER (FT.)",null,1]
[55,0,0,0,0,0,0,0,92.257088888888887,92.257088888888887,7210.7931741252505,4.58,{"$f":"IF(C17=$AA$26,\"Top of Chamber Elevation\",IF(A17=$H$6,\"Bottom of Chamber Elevation\",IF(A17=0,\"Bottom of Stone Elevation\",\"\")))","v":""},null,null,"CHAMBER SPACING (FT.)",null,0.75]
[54,0,0,0,0,0,0,0,92.257088888888887,92.257088888888887,7118.5360852363619,4.5,"",null,null,"BED WIDTH",null,{"$f":"(H2*T29+(2*R16)-R17)","v":18.5},null,null,null,-1,-1,"above","base"]
[53,0,0,0,0,0,0,0,92.257088888888887,92.257088888888887,7026.2789963474734,4.42,"",null,null,"BED LENGTH",null,{"$f":"((R24*S15)+(2*S14)+(R16*2))","v":121.94},null,null,null,{"$f":"IF(AND(V18>=1,V18<35),V18+1,IF(X19=0,1,IF(V18=35,V18+1,-1)))","v":-1},{"$f":"IF(W18>=1,W18+1,IF(X19=0,1,-1))","v":-1},{"$f":"H7","v":12},{"$f":"H6","v":9}]
[52,0,0,0,0,0,0,0,92.257088888888887,92.257088888888887,6934.0219074585848,4.33,"",null,null,"FT OF CHAMBER -",null,{"$f":"(R15*S15)","v":352.32},null,null,null,{"$f":"IF(AND(V19>=1,V19<35),V19+1,IF(X20=0,1,IF(V19=35,V19+1,-1)))","v":-1},-1,{"$f":"X19-1","v":11},8]
[51,0,0,0,0,0,0,0,92.257088888888887,92.257088888888887,6841.7648185696962,4.25,"",null,null,"FT OF END CAP-",null,{"$f":"(R14*S14)","v":7.5},null,null,null,-1,-1,10,7]
[50,0,0,0,0,0,0,0,92.257088888888887,92.257088888888887,6749.5077296808076,4.17,"",null,null,"FT OF FC CONNECTORS -",null,{"$f":"(H4*R17)","v":3},null,null,null,-1,-1,9,6]
[49,0,0,0,0,0,0,0,92.257088888888887,92.257088888888887,6657.2506407919191,4.08,"",null,null,"Area (Sq. Ft.) -",null,{"$f":"R19*R18","v":2255.89},null,null,null,-1,-1,8,5]
[48,0,0,0,0,0,0,0,92.257088888888887,92.257088888888887,6564.9935519030305,4,"",null,null,{"$f":"H2","v":3},"ROW OF",{"$f":"H3/H2","v":32},null,null,null,-1,-1,7,4]
[47,0,0,0,0,0,0,0,92.257088888888887,92.257088888888887,6472.7364630141419,3.92,"",null,null,null,null,null,null,"SYSTEM HEIGHT",null,-1,-1,6,3,null,null,null,null,null,"End cap vol per inch"]
[46,0,0,0,0,0,0,0,92.257088888888887,92.257088888888887,6380.4793741252533,3.83,"",null,null,null,null,null,null,{"$f":"H6+36+H7","v":57},null,-1,-1,5,2,null,2.1872727272727273E-2,1,null,null,8.0000000000000002E-3]
[45,8.0000000000000002E-3,2.1872727272727273E-2,0,0.06,7.7061992727272726,7.7661992727272722,0,89.150609179797982,96.91680845252526,6288.2222852363648,3.75,"Top of Chamber Elevation",null,null,null,null,null,"Stone Void",null,null,-1,-1,4,1,null,4.6390909090909094E-2,2,null,null,1.6E-2]
[44,1.6E-2,4.6390909090909094E-2,0,0.12,16.34444509090909,16.464445090909091,0,85.671310852525252,102.13575594343435,6191.3054767838394,3.67,"",null,null,null,null,null,{"$f":"H5/100","v":0.4},"Design unit width",null,-1,-1,3,0,null,6.8972727272727283E-2,3,null,null,2.4E-2]
[43,2.4E-2,6.8972727272727283E-2,0,0.18,24.300471272727275,24.480471272727275,0,82.464900379797982,106.94537165252525,6089.1697208404048,3.58,"",null,null,null,null,null,null,5.75,null,-1,-1,2,-1,null,0.11683636363636364,4,null,null,3.2000000000000001E-2]
[42,3.2000000000000001E-2,0.11683636363636364,0,0.24,41.163787636363637,41.403787636363639,0,75.695573834343421,117.09936147070707,5982.2243491878799,3.5,"",null,null,null,null,null,null,null,null,-1,-1,1,-2,null,0.14754545454545456,5,null,null,0.04]
[41,0.04,0.14754545454545456,0,0.3,51.983214545454551,52.283214545454548,0,71.343803070707054,123.6270176161616,5865.1249877171731,3.42,"",null,null,null,null,null,null,null,null,1,1,0,-3,null,0.17056363636363636,6,null,null,4.8000000000000001E-2]
[40,4.8000000000000001E-2,0.17056363636363636,0,0.36,60.092980363636364,60.452980363636364,0,68.075896743434328,128.52887710707068,5741.4979701010116,3.33,"",null,null,null,null,null,null,null,null,2,2,-1,-4,null,0.1896818181818182,7,null,null,5.6000000000000001E-2]
[39,5.6000000000000001E-2,0.1896818181818182,0,0.42,66.828698181818183,67.248698181818185,0,65.357609616161625,132.60630779797981,5612.9690929939406,3.25,"",null,null,null,null,null,null,null,null,3,3,-2,-5,null,0.20620909090909093,8,null,null,6.4000000000000001E-2]
[38,6.4000000000000001E-2,0.20620909090909093,0,0.48,72.651586909090909,73.131586909090913,0,63.004454125252522,136.13604103434344,5480.3627851959609,3.17,"",null,null,null,null,null,null,null,null,4,4,-3,-6,null,0.22082727272727273,9,null,null,7.1999999999999995E-2]
[37,7.1999999999999995E-2,0.22082727272727273,0,0.53999999999999992,77.801864727272729,78.341864727272736,0,60.920342997979802,139.26220772525255,5344.2267441616177,3.08,"",null,null,null,null,null,null,null,null,5,5,-4,-7,null,0.23394545454545457,10,null,null,0.08]
[36,0.08,0.23394545454545457,0,0.6,82.423662545454548,83.023662545454542,0,59.047623870707064,142.0712864161616,5204.9645364363651,3,"",null,null,null,null,null,null,null,null,6,6,{"$f":"X35-1","v":-5},-8,null,0.24586363636363637,11,null,null,8.7999999999999995E-2]
[35,8.7999999999999995E-2,0.24586363636363637,0,0.65999999999999992,86.622676363636359,87.282676363636355,0,57.344018343434335,144.6266947070707,5062.8932500202036,2.92,"",null,null,null,null,null,null,null,null,7,7,-6,-9,null,0.25671818181818185,12,null,null,9.6000000000000002E-2]
[34,9.6000000000000002E-2,0.25671818181818185,0,0.72,90.446949818181821,91.16694981818182,0,55.790308961616155,146.95725877979797,4918.2665553131328,2.83,"",null,null,null,null,null,null,null,null,8,8,-7,-10,null,0.26669999999999999,13,null,null,0.112]
[33,0.112,0.26669999999999999,0,0.84,93.963743999999991,94.803743999999995,0,54.335591288888885,149.13933528888887,4771.3092965333344,2.75,"",null,null,null,null,null,null,null,null,9,9,-8,-11,null,0.27591818181818184,14,null,null,0.12]
[32,0.12,0.27591818181818184,0,0.89999999999999991,97.211493818181822,98.111493818181827,0,53.012491361616156,151.12398517979798,4622.1699612444454,2.67,"",null,null,null,null,null,null,null,null,10,10,-9,-12,null,0.2844272727272727,15,null,null,0.128]
[31,0.128,0.2844272727272727,0,0.96,100.20941672727271,101.1694167272727,0,51.789322197979793,152.9587389252525,4471.0459760646472,2.58,"",null,null,null,null,null,null,null,null,11,11,-10,-13,null,0.29236363636363638,16,null,null,0.13600000000000001]
[30,0.13600000000000001,0.29236363636363638,0,1.02,103.00555636363637,104.02555636363637,0,50.64686634343434,154.67242270707072,4318.0872371393943,2.5,"",null,null,null,null,null,null,null,null,12,12,-11,-14,null,0.2997818181818182,17,null,null,0.14399999999999999]
[29,0.14399999999999999,0.2997818181818182,0,1.0799999999999998,105.61913018181819,106.69913018181819,0,49.577436816161608,156.27656699797978,4163.4148144323235,2.42,"",null,null,null,null,null,null,null,null,13,13,-12,-15,null,0.30673636363636364,18,null,null,0.152]
[28,0.152,0.30673636363636364,0,1.1399999999999999,108.06935563636364,109.20935563636364,0,48.57334663434343,157.78270227070706,4007.1382474343436,2.33,"",null,null,null,null,null,null,null,null,14,14,-13,-16,null,0.31325454545454551,19,null,null,0.16]
[27,0.16,0.31325454545454551,0,1.2,110.36584145454547,111.56584145454548,0,47.630752307070694,159.19659376161616,3849.3555451636366,2.25,"",null,null,null,null,null,null,null,null,15,15,-14,-17,null,0.31941818181818182,20,null,null,0.16]
[26,0.16,0.31941818181818182,0,1.2,112.53741381818182,113.73741381818182,0,46.762123361616155,160.49953717979798,3690.1589514020206,2.17,"",null,null,null,null,null,null,null,null,16,16,-15,-18,null,0.32519999999999999,21,null,null,0.16800000000000001]
[25,0.16800000000000001,0.32519999999999999,0,1.26,114.57446399999999,115.834464,0,45.923303288888889,161.75776728888889,3529.6594142222225,2.08,"",null,null,null,null,null,null,null,null,17,17,-16,-19,null,0.33068181818181819,22,null,null,0.17599999999999999]
[24,0.17599999999999999,0.33068181818181819,0,1.3199999999999998,116.50581818181819,117.82581818181818,0,45.126761616161616,162.95257979797981,3367.9016469333337,2,"",null,null,null,null,null,null,null,null,18,18,-17,-20,null,0.33583636363636366,23,null,null,0.184]
[23,0.184,0.33583636363636366,0,1.38,118.32186763636363,119.70186763636363,0,44.376341834343435,164.07820947070707,3204.9490671353537,1.92,"",null,null,null,null,null,null,null,null,19,19,-18,-21,null,0.34069090909090916,24,null,null,0.192]
[22,0.192,0.34069090909090916,0,1.44,120.03222109090912,121.47222109090912,0,43.668200452525241,165.14042154343434,3040.8708576646468,1.83,"",null,null,null,null,null,null,null,null,20,20,-19,-22,null,0.34527272727272729,25,4.0000000000000001E-3,1,0.192]
[21,0.192,0.34527272727272729,0,1.44,121.64648727272727,123.08648727272727,0,43.022493979797979,166.10898125252524,2875.7304361212123,1.75,"",null,null,null,null,null,null,null,null,21,21,-20,-23,null,0.34960909090909092,26,3.1E-2,2,0.2]
[20,0.2,0.34960909090909092,0,1.5,123.17427490909091,124.67427490909091,0,42.38737892525252,167.06165383434342,2709.6214548686871,1.67,"",null,null,null,null,null,null,null,null,22,22,{"$f":"X51-1","v":-21},-24,null,0.35370000000000001,27,0.06,3,0.20799999999999999]
[19,0.20799999999999999,0.35370000000000001,0,1.5599999999999998,124.615584,126.175584,0,41.786855288888887,167.9624392888889,2542.5598010343438,1.58,"",null,null,null,null,null,null,null,null,23,23,-22,-25,null,0.35757272727272726,28,7.2999999999999995E-2,4,0.20799999999999999]
[18,0.20799999999999999,{"$f":"IF(A54<=0,\"\",IF(V58>=1,LOOKUP(V58,AB$14:AB$61,AA$14:AA$61),0))","v":0.35757272727272726},0,1.5599999999999998,125.98002327272727,127.54002327272727,0,41.241079579797976,168.78110285252524,2374.5973617454547,1.5,"",null,null,null,null,null,null,null,null,24,24,-23,-26,null,0.36120000000000002,29,8.1000000000000003E-2,5,0.216]
[17,0.216,0.36120000000000002,0,1.6199999999999999,127.25798400000001,128.877984,0,40.705895288888883,169.58387928888888,2205.8162588929295,1.42,"",null,null,null,null,null,null,null,null,25,25,-24,-27,null,0.36463636363636365,30,8.5000000000000006E-2,6,0.224]
[16,0.224,0.36463636363636365,0,1.68,128.46868363636364,130.14868363636364,0,40.197615434343426,170.34629907070706,2036.2323796040407,1.33,"",null,null,null,null,null,null,null,null,26,26,-25,-28,null,0.36785454545454549,31,8.8999999999999996E-2,7,0.23200000000000001]
[15,0.23200000000000001,0.36785454545454549,0,1.74,129.60251345454546,131.34251345454547,0,39.720083507070704,171.06259696161618,1865.8860805333336,1.25,"",null,null,null,null,null,null,null,null,27,27,-26,-29,null,0.37090909090909097,32,9.2999999999999999E-2,8,0.23200000000000001]
[14,0.23200000000000001,0.37090909090909097,0,1.74,130.67869090909093,132.41869090909094,0,39.289612525252515,171.70830343434346,1694.8234835717174,1.17,"",null,null,null,null,null,null,null,null,28,28,-27,-30,null,0.3737454545454546,33,9.5000000000000001E-2,9,0.24]
[13,0.24,0.3737454545454546,0,1.7999999999999998,131.67799854545456,133.47799854545457,0,38.86588947070706,172.34388801616163,1523.115180137374,1.08,"",null,null,null,null,null,null,null,null,29,29,-28,-31,null,0.37641818181818187,34,9.7000000000000003E-2,10,0.24]
[12,0.24,0.37641818181818187,0,1.7999999999999998,132.61965381818183,134.41965381818184,0,38.489227361616152,172.90888117979799,1350.7712921212124,1,"",null,null,null,null,null,null,null,null,30,30,-29,-32,null,0.37895454545454543,35,9.9000000000000005E-2,11,0.248]
[11,0.248,0.37895454545454543,0,1.8599999999999999,133.51326545454543,135.37326545454545,0,38.107782707070712,173.48104816161617,1177.8624109414143,0.92,"",null,null,null,null,null,null,null,null,31,31,-30,-33,null,0.38121818181818179,36,0.106,12,0.27200000000000002]
[10,0.27200000000000002,{"$f":"IF(A62<=0,\"\",IF(V66>=1,LOOKUP(V66,AB$26:AB$61,AA$26:AA$61),0))","v":0.38121818181818179},0,2.04,134.3107898181818,136.35078981818179,0,37.716772961616158,174.06756277979795,1004.3813627797981,0.83,"",null,null,null,null,null,null,null,null,32,32,-31,-34]
[9,0,0,0,0,0,0,0,92.257088888888887,92.257088888888887,830.31380000000013,0.75,"Bottom of Chamber Elevation",null,null,null,null,null,null,null,null,33,33,-32,-35]
[8,0,0,0,0,0,0,0,92.257088888888887,92.257088888888887,738.05671111111121,0.67,"",null,null,null,null,null,null,null,null,34,34,-33,-36]
[7,0,0,0,0,0,0,0,92.257088888888887,92.257088888888887,645.7996222222223,0.57999999999999996,"",null,null,null,null,null,null,null,null,35,35,-34,-37]
[6,0,0,0,0,0,0,0,92.257088888888887,92.257088888888887,553.54253333333338,0.5,"",null,null,null,null,null,null,null,null,36,36,-35,-38]
[5,0,0,0,0,0,0,0,92.257088888888887,92.257088888888887,461.28544444444447,0.42,"",null,null,null,null,null,null,null,null,-1,37,-36,-39]
[4,0,0,0,0,0,0,0,92.257088888888887,92.257088888888887,369.02835555555555,0.33,"",null,null,null,null,null,null,null,null,-1,38,{"$f":"X67-1","v":-37},-40]
[3,0,0,0,0,0,0,0,92.257088888888887,92.257088888888887,276.77126666666663,0.25,"",null,null,null,null,null,null,null,null,-1,39,-38,-41]
[2,0,0,0,0,0,0,0,92.257088888888887,92.257088888888887,184.51417777777777,0.17,"",null,null,null,null,null,null,null,null,-1,40,-39,-42]
[1,0,0,0,0,0,0,0,92.257088888888887,92.257088888888887,92.257088888888887,0.08,"",null,null,null,null,null,null,null,null,-1,41,-40,-43]
[0,"","","",0,0,0,0,0,0,0,0,"Bottom of Stone Elevation",null,null,null,null,null,null,null,null,-1,42,-41,-44]
[-1,"","","","","","","","","","","","",null,null,null,null,null,null,null,null,-1,43,-42,-45]
[-2,"","","","","","","","","","","","",null,null,null,null,null,null,null,null,-1,44,-43,-46]
[-3,"","","","","","","","","","","","",null,null,null,null,null,null,null,null,-1,45,-44,-47]
[-4,"","","","","","","","","","","","",null,null,null,null,null,null,null,null,-1,46,-45,-48]
[-5,"","","","","","","","","","","","",null,null,null,null,null,null,null,null,-1,47,-46,-49]
[-6,"","","","","","","","","","","","",null,null,null,null,null,null,null,null,-1,48,-47,-50]
[-7,{"$f":"IF(A79<=0,\"\",IF(V83>=1,LOOKUP(V83,AB$14:AB$61,AE$14:AE$61),0))","v":""},{"$f":"IF(A79<=0,\"\",IF(V83>=1,LOOKUP(V83,AB$14:AB$61,AA$14:AA$61),0))","v":""},{"$f":"IF(A79<=0,\"\",IF(V83>=37,LOOKUP(V83,AB$50:AB$61,AC$50:AC$61),0))","v":""},{"$f":"IF(A79=0,0,IF(A79<0,\"\",B79*$R$21))","v":""},{"$f":"IF(A79=0,0,IF(A79<0,\"\",C79*$R$20))","v":""},{"$f":"IF(A79=0,0,IF(A79<0,\"\",E79+F79))","v":""},{"$f":"IF(A79=0,0,IF(A79<0,\"\",D79*$R$22))","v":""},{"$f":"IF(A79=0,0,IF(A79<0,\"\",((H$8*1/12)-F79-E79-H79)*S$28))","v":""},{"$f":"IF(A79=0,0,IF(A79<0,\"\",E79+F79+I79+H79))","v":""},{"$f":"IF(A79=0,0,IF(A79<0,\"\",IF(A79=1,I79,J79+K80)))","v":""},{"$f":"IF(A79<0,\"\",ROUND($H$9+(A79/12),2))","v":""},"",null,null,null,null,null,null,null,null,-1,49,-48,-51]
[{"$f":"IF(V83=0,0,IF(A79=\" \",\"\",A79-1))","v":-8},"","","","","","","","","","","","",null,null,null,null,null,null,null,null,-1,50,-49,-52]
[-9,"","","","","","","","","","","",{"$f":"IF(C81=$AA$26,\"Top of Chamber Elevation\",IF(A81=$H$6,\"Bottom of Chamber Elevation\",IF(A81=0,\"Bottom of Stone Elevation\",\"\")))","v":""},null,null,null,null,null,null,null,null,-1,51,-50,-53]
[-10,"","","","","","","","","","","","",null,null,null,null,null,null,null,null,-1,52,-51,-54]
[-11,"","","","","","","","","","","","",null,null,null,null,null,null,null,null,-1,{"$f":"IF(W82>=1,W82+1,IF(X83=0,1,-1))","v":53},-52,-55]
[-12,"","","","","","","","","","","","",null,null,null,null,null,null,null,null,{"$f":"IF(AND(V83>=1,V83<35),V83+1,IF(X84=0,1,IF(V83=35,V83+1,-1)))","v":-1},54,{"$f":"X83-1","v":-53},-56]
[-13,"","","","","","","","","","","","",null,null,null,null,null,null,null,null,-1,55,-54,-57]
[-14,"","","","","","","","","","","","",null,null,null,null,null,null,null,null,-1,56,-55,-58]
[-15,"","","","","","","","","","","","",null,null,null,null,null,null,null,null,-1,57,-56,-59]
[-16,"","","","","","","","","","","","",null,null,null,null,null,null,null,null,-1,58,-57,-60]
[-17,"","","","","","","","","","","","",null,null,null,null,null,null,null,null,-1,59,-58,-61]
[-18,"","","","","","","","","","","","",null,null,null,null,null,null,null,null,-1,60,-59,-62]
[-19,"","","","","","","","","","","","",null,null,null,null,null,null,null,null,-1,61,-60,-63]
[-20,"","","","","","","","","","","","",null,null,null,null,null,null,null,null,-1,62,-61,-64]
[-21,"","","","","","","","","","","","",null,null,null,null,null,null,null,null,-1,63,-62,-65]
[-22,"","","","","","","","","","","","",null,null,null,null,null,null,null,null,-1,64,-63,-66]
[-23,"","","","","","","","","","","","",null,null,null,null,null,null,null,null,-1,65,-64,-67]
[-24,"","","","","","","","","","","","",null,null,null,null,null,null,null,null,-1,66,-65,-68]
[-25,"","","","","","","","","","","","",null,null,null,null,null,null,null,null,-1,67,-66,-69]
[-26,"","","","","","","","","","","","",null,null,null,null,null,null,null,null,-1,68,-67,-70]
[-27,"","","","","","","","","","","","",null,null,null,null,null,null,null,null,-1,69,-68,-71]
[-28,"","","","","","","","","","","","",null,null,null,null,null,null,null,null,-1,70,{"$f":"X99-1","v":-69},-72]
[-29,"","","","","","","","","","","","",null,null,null,null,null,null,null,null,-1,71,-70,-73]
[-30,"","","","","","","","","","","","",null,null,null,null,null,null,null,null,-1,72,-71,-74]
[-31,"","","","","","","","","","","","",null,null,null,null,null,null,null,null,-1,73,-72,-75]
[-32,"","","","","","","","","","","","",null,null,null,null,null,null,null,null,-1,74,-73,-76]
[-33,"","","","","","","","","","","","",null,null,null,null,null,null,null,null,-1,75,-74,-77]
[-34,"","","","","","","","","","","","",null,null,null,null,null,null,null,null,-1,76,-75,-78]
[-35,"","","","","","","","","","","","",null,null,null,null,null,null,null,null,-1,77,-76,-79]
[-36,"","","","","","","","","","","","",null,null,null,null,null,null,null,null,-1,78,-77,-80]
[-37,"","","","","","","","","","","","",null,null,null,null,null,null,null,null,-1,79,-78,-81]
[-38,"","","","","","","","","","","","",null,null,null,null,null,null,null,null,-1,80,-79,-82]
[-39,"","","","","","","","","","","","",null,null,null,null,null,null,null,null,-1,81,-80,-83]
[-40,"","","","","","","","","","","","",null,null,null,null,null,null,null,null,-1,82,-81,-84]
[-41,"","","","","","","","","","","","",null,null,null,null,null,null,null,null,-1,83,-82,-85]
[-42,"","","","","","","","","","","","",null,null,null,null,null,null,null,null,-1,84,-83,-86]
[-43,"","","","","","","","","","","","",null,null,null,null,null,null,null,null,-1,85,-84,-87]
[-44,"","","","","","","","","","","","",null,null,null,null,null,null,null,null,-1,86,{"$f":"X115-1","v":-85},-88]
[-45,"","","","","","","","","","","","",null,null,null,null,null,null,null,null,-1,87,-86,-89]
[-46,"","","","","","","","","","","","",null,null,null,null,null,null,null,null,-1,88,-87,-90]
[-47,"","","","","","","","","","","","",null,null,null,null,null,null,null,null,-1,89,-88,-91]
[-48,"","","","","","","","","","","","",null,null,null,null,null,null,null,null,-1,90,-89,-92]
[-49,"","","","","","","","","","","","",null,null,null,null,null,null,null,null,-1,91,-90,-93]
[-50,"","","","","","","","","","","","",null,null,null,null,null,null,null,null,-1,92,-91,-94]
[-51,"","","","","","","","","","","","",null,null,null,null,null,null,null,null,-1,93,-92,-95]
[-52,"","","","","","","","","","","","",null,null,null,null,null,null,null,null,-1,94,-93,-96]
[-53,"","","","","","","","","","","","",null,null,null,null,null,null,null,null,-1,95,-94,-97]
[-54,"","","","","","","","","","","","",null,null,null,null,null,null,null,null,-1,96,-95,-98]
[-55,"","","","","","","","","","","",{"$f":"IF(B127=$AA$26,\"Top of Chamber Elevation\",IF(A127=$H$6,\"Bottom of Chamber Elevation\",IF(A127=0,\"Bottom of Stone Elevation\",\"\")))","v":""},null,null,null,null,null,null,null,null,-1,97,-96,-99]
[-56,"","","","","","","","","","","","",null,null,null,null,null,null,null,null,-1,98,-97,-100]
[-57,"","","","","","","","","","","","",null,null,null,null,null,null,null,null,-1,99,-98,-101]
[-58,"","","","","","","","","","","","",null,null,null,null,null,null,null,null,-1,100,-99,-102]
[-59,"","","","","","","","","","","","",null,null,null,null,null,null,null,null,-1,101,-100,-103]
[-60,"","","","","","","","","","","","",null,null,null,null,null,null,null,null,-1,102,{"$f":"X131-1","v":-101},-104]
[-61,"","","","","","","","","","","","",null,null,null,null,null,null,null,null,-1,103,-102,-105]
[-62,"","","","","","","","","","","","",null,null,null,null,null,null,null,null,-1,104,-103,-106]
[-63,"","","","","","","","","","","","",null,null,null,null,null,null,null,null,-1,105,-104,-107]
[-64,"","","","","","","","","","","","",null,null,null,null,null,null,null,null,-1,106,-105,-108]
[-65,"","","","","","","","","","","","",null,null,null,null,null,null,null,null,-1,107,-106,-109]
[-66,"","","","","","","","","","","","",null,null,null,null,null,null,null,null,-1,108,-107,-110]
[-67,"","","","","","","","","","","","",null,null,null,null,null,null,null,null,-1,109,-108,-111]
[-68,"","","","","","","","","","","","",null,null,null,null,null,null,null,null,-1,110,-109,-112]
[null,null,null,null,null,null,{"$f":"IF(A141<=0,\"\",E141+F141)","v":""},null,0,null,null,null,null,null,null,null,null,null,null,null,null,-1,111,-110,-113]
[null,null,null,null,null,null,"",null,0,null,null,null,null,null,null,null,null,null,null,null,null,-1,112,-111,-114]
[null,null,null,null,null,null,"",null,{"$f":"IF(A143=0,0,IF(A143<0,\"\",((H$8*1/12)-F143-E143-H143)*S$28))","v":0},null,null,null,null,null,null,null,null,null,null,null,null,-1,113,-112,-115]
[null,null,null,null,null,null,"",null,0,null,null,null,null,null,null,null,null,null,null,null,null,-1,114,-113,-116]
[null,null,null,null,null,null,"",null,0,null,null,null,null,null,null,null,null,null,null,null,null,-1,115,-114,-117]
[null,null,null,null,null,null,"",null,0,null,null,null,null,null,null,null,null,null,null,null,null,-1,116,-115,-118]
[null,null,null,null,null,null,"",null,0,null,null,null,null,null,null,null,null,null,null,null,null,-1,{"$f":"IF(W146>=1,W146+1,IF(X147=0,1,-1))","v":117},-116,-119]
[null,null,null,null,null,null,"",null,0,null,null,null,null,null,null,null,null,null,null,null,null,{"$f":"IF(AND(V147>=1,V147<35),V147+1,IF(X148=0,1,IF(V147=35,V147+1,-1)))","v":-1},118,{"$f":"X147-1","v":-117},-120]
[null,null,null,null,null,null,"",null,0,null,null,null,null,null,null,null,null,null,null,null,null,-1,119,-118,-121]
[null,null,null,null,null,null,"",null,0,null,null,null,null,null,null,null,null,null,null,null,null,-1,120,-119,-122]
[null,null,null,null,null,null,"",null,0,null,null,null,null,null,null,null,null,null,null,null,null,-1,121,-120,-123]
[null,null,null,null,null,null,"",null,0,null,null,null,null,null,null,null,null,null,null,null,null,-1,122,-121,-124]
[null,null,null,null,null,null,"",null,0,null,null,null,null,null,null,null,null,null,null,null,null,-1,123,-122,-125]
[null,null,null,null,null,null,"",null,0,null,null,null,null,null,null,null,null,null,null,null,null,-1,124,-123,-126]
[null,null,null,null,null,null,"",null,0,null,null,null,null,null,null,null,null,null,null,null,null,-1,125,-124,-127]
[null,null,null,null,null,null,"",null,0,null,null,null,null,null,null,null,null,null,null,null,null,-1,126,-125,-128]
[null,null,null,null,null,null,"",null,0,null,null,null,null,null,null,null,null,null,null,null,null,-1,127,-126,-129]
[null,null,null,null,null,null,"",null,0,null,null,null,null,null,null,null,null,null,null,null,null,-1,128,-127,-130]
[null,null,null,null,null,null,"",null,0,null,null,null,null,null,null,null,null,null,null,null,null,-1,129,-128,-131]
[null,null,null,null,null,null,"",null,0,null,null,null,null,null,null,null,null,null,null,null,null,-1,130,-129,-132]
[null,null,null,null,null,null,"",null,0,null,null,null,null,null,null,null,null,null,null,null,null,-1,131,-130,-133]
[null,null,null,null,null,null,"",null,0,null,null,null,null,null,null,null,null,null,null,null,null,-1,132,-131,-134]
[null,null,null,null,null,null,"",null,0,null,null,null,null,null,null,null,null,null,null,null,null,-1,133,-132,-135]
[null,null,null,null,null,null,"",null,0,null,null,null,null,null,null,null,null,null,null,null,null,-1,134,{"$f":"X163-1","v":-133},-136]
[null,null,null,null,null,null,"",null,0,null,null,null,null,null,null,null,null,null,null,null,null,-1,135,-134,-137]
[null,null,null,null,null,null,"",null,0,null,null,null,null,null,null,null,null,null,null,null,null,-1,136,-135,-138]
[null,null,null,null,null,null,"",null,0,null,null,null,null,null,null,null,null,null,null,null,null,-1,137,-136,-139]
[null,null,null,null,null,null,"",null,0,null,null,null,null,null,null,null,null,null,null,null,null,-1,138,-137,-140]
[null,null,null,null,null,null,"",null,0,null,null,null,null,null,null,null,null,null,null,null,null,-1,139,-138,-141]
[null,null,null,null,null,null,"",null,0,null,null,null,null,null,null,null,null,null,null,null,null,-1,140,-139,-142]
[null,null,null,null,null,null,"",null,0,null,null,null,null,null,null,null,null,null,null,null,null,-1,141,-140,-143]
[null,null,null,null,null,null,"",null,0,null,null,null,null,null,null,null,null,null,null,null,null,-1,142,-141,-144]
[null,null,null,null,null,null,"",null,0,null,null,null,null,null,null,null,null,null,null,null,null,-1,143,-142,-145]
[null,null,null,null,null,null,"",null,0,null,null,null,null,null,null,null,null,null,null,null,null,-1,144,-143,-146]
[null,null,null,null,null,null,"",null,0,null,null,null,null,null,null,null,null,null,null,null,null,-1,145,-144,-147]
[null,null,null,null,null,null,"",null,0,null,null,null,null,null,null,null,null,null,null,null,null,-1,146,-145,-148]
[null,null,null,null,null,null,"",null,0,null,null,null,null,null,null,null,null,null,null,null,null,-1,147,-146,-149]
[null,null,null,null,null,null,"",null,0,null,null,null,null,null,null,null,null,null,null,null,null,-1,148,-147,-150]
[null,null,null,null,null,null,"",null,0,null,null,null,null,null,null,null,null,null,null,null,null,-1,149,-148,-151]
[null,null,null,null,null,null,"",null,0,null,null,null,null,null,null,null,null,null,null,null,null,-1,150,{"$f":"X179-1","v":-149},-152]
[null,null,null,null,null,null,"",null,0,null,null,null,null,null,null,null,null,null,null,null,null,-1,151,-150,-153]
[null,null,null,null,null,null,"",null,0,null,null,null,null,null,null,null,null,null,null,null,null,-1,152,-151,-154]
[null,null,null,null,null,null,"",null,0,null,null,null,null,null,null,null,null,null,null,null,null,-1,153,-152,-155]
[null,null,null,null,null,null,"",null,0,null,null,null,null,null,null,null,null,null,null,null,null,-1,154,-153,-156]
[null,null,null,null,null,null,"",null,0,null,null,null,null,null,null,null,null,null,null,null,null,-1,155,-154,-157]
[null,null,null,null,null,null,"",null,0,null,null,null,null,null,null,null,null,null,null,null,null,-1,156,-155,-158]
[null,null,null,null,null,null,"",null,0,null,null,null,null,null,null,null,null,null,null,null,null,-1,157,-156,-159]
[null,null,null,null,null,null,"",null,0,null,null,null,null,null,null,null,null,null,null,null,null,-1,158,-157,-160]
[null,null,null,null,null,null,"",null,0,null,null,null,null,null,null,null,null,null,null,null,null,-1,159,-158,-161]
[null,null,null,null,null,null,"",null,0,null,null,null,null,null,null,null,null,null,null,null,null,-1,160,-159,-162]
[null,null,null,null,null,null,"",null,0,null,null,null,null,null,null,null,null,null,null,null,null,-1,161,-160,-163]
[null,null,null,null,null,null,"",null,0,null,null,null,null,null,null,null,null,null,null,null,null,-1,162,-161,-164]
[null,null,null,null,null,null,"",null,0,null,null,null,null,null,null,null,null,null,null,null,null,-1,163,-162,-165]
[null,null,null,null,null,null,"",null,0,null,null,null,null,null,null,null,null,null,null,null,null,-1,164,-163,-166]
[null,null,null,null,null,null,"",null,0,null,null,null,null,null,null,null,null,null,null,null,null,-1,165,-164,-167]
[null,null,null,null,null,null,"",null,0,null,null,null,null,null,null,null,null,null,null,null,null,-1,166,{"$f":"X195-1","v":-165},-168]
[null,null,null,null,null,null,"",null,0,null,null,null,null,null,null,null,null,null,null,null,null,-1,167,-166,-169]
[null,null,null,null,null,null,"",null,0,null,null,null,null,null,null,null,null,null,null,null,null,-1,168,-167,-170]
[null,null,null,null,null,null,"",null,0,null,null,null,null,null,null,null,null,null,null,null,null,-1,169,-168,-171]
[null,null,null,null,null,null,"",null,0,null,null,null,null,null,null,null,null,null,null,null,null,-1,170,-169,-172]
[null,null,null,null,null,null,"",null,0,null,null,null,null,null,null,null,null,null,null,null,null,-1,171,-170,-173]
[null,null,null,null,null,null,"",null,0,null,null,null,null,null,null,null,null,null,null,null,null,-1,172,-171,-174]
[null,null,null,null,null,null,"",null,0,null,null,null,null,null,null,null,null,null,null,null,null,-1,173,-172,-175]
[null,null,null,null,null,null,"",null,0,null,null,null,null,null,null,null,null,null,null,null,null,-1,174,-173,-176]
[null,null,null,null,null,null,{"$f":"IF(A205<=0,\"\",E205+F205)","v":""},null,0,null,null,null,null,null,null,null,null,null,null,null,null,-1,175,-174,-177]
[null,null,null,null,null,null,"",null,0,null,null,null,null,null,null,null,null,null,null,null,null,-1,176,-175,-178]
[null,null,null,null,null,null,"",null,{"$f":"IF(A207=0,0,IF(A207<0,\"\",((H$8*1/12)-F207-E207-H207)*S$28))","v":0},null,null,null,null,null,null,null,null,null,null,null,null,-1,177,-176,-179]
[null,null,null,null,null,null,"",null,0,null,null,null,null,null,null,null,null,null,null,null,null,-1,178,-177,-180]
[null,null,null,null,null,null,"",null,0,null,null,null,null,null,null,null,null,null,null,null,null,-1,179,-178,-181]
[null,null,null,null,null,null,"",null,0,null,null,null,null,null,null,null,null,null,null,null,null,-1,180,-179,-182]
[null,null,null,null,null,null,"",null,0,null,null,null,null,null,null,null,null,null,null,null,null,-1,{"$f":"IF(W210>=1,W210+1,IF(X211=0,1,-1))","v":181},-180,-183]
[null,null,null,null,null,null,"",null,0,null,null,null,null,null,null,null,null,null,null,null,null,{"$f":"IF(AND(V211>=1,V211<35),V211+1,IF(X212=0,1,IF(V211=35,V211+1,-1)))","v":-1},182,{"$f":"X211-1","v":-181},-184]
[null,null,null,null,null,null,"",null,0,null,null,null,null,null,null,null,null,null,null,null,null,-1,183,-182,-185]
[null,null,null,null,null,null,"",null,0,null,null,null,null,null,null,null,null,null,null,null,null,-1,184,-183,-186]
[null,null,null,null,null,null,"",null,0,null,null,null,null,null,null,null,null,null,null,null,null,-1,185,-184,-187]
[null,null,null,null,null,null,"",null,0,null,null,null,null,null,null,null,null,null,null,null,null,-1,186,-185,-188]
[null,null,null,null,null,null,"",null,0,null,null,null,null,null,null,null,null,null,null,null,null,-1,187,-186,-189]
[null,null,null,null,null,null,"",null,0,null,null,null,null,null,null,null,null,null,null,null,null,-1,188,-187,-190]
[null,null,null,null,null,null,"",null,0,null,null,null,null,null,null,null,null,null,null,null,null,-1,189,-188,-191]
[null,null,null,null,null,null,"",null,0,null,null,null,null,null,null,null,null,null,null,null,null,-1,190,-189,-192]
[null,null,null,null,null,null,"",null,0,null,null,null,null,null,null,null,null,null,null,null,null,-1,191,-190,-193]
[null,null,null,null,null,null,"",null,0,null,null,null,null,null,null,null,null,null,null,null,null,-1,192,-191,-194]
[null,null,null,null,null,null,"",null,0,null,null,null,null,null,null,null,null,null,null,null,null,-1,193,-192,-195]
[null,null,null,null,null,null,"",null,0,null,null,null,null,null,null,null,null,null,null,null,null,-1,194,-193,-196]
[null,null,null,null,null,null,"",null,0,null,null,null,null,null,null,null,null,null,null,null,null,-1,195,-194,-197]
[null,null,null,null,null,null,"",null,0,null,null,null,null,null,null,null,null,null,null,null,null,-1,196,-195,-198]
[null,null,null,null,null,null,"",null,0,null,null,null,null,null,null,null,null,null,null,null,null,-1,197,-196,-199]
[null,null,null,null,null,null,"",null,0,null,null,null,null,null,null,null,null,null,null,null,null,-1,198,{"$f":"X227-1","v":-197},-200]
[null,null,null,null,null,null,"",null,0,null,null,null,null,null,null,null,null,null,null,null,null,-1,199,-198,-201]
[null,null,null,null,null,null,"",null,0,null,null,null,null,null,null,null,null,null,null,null,null,-1,200,-199,-202]
[null,null,null,null,null,null,"",null,0,null,null,null,null,null,null,null,null,null,null,null,null,-1,201,-200,-203]
[null,null,null,null,null,null,"",null,null,null,null,null,null,null,null,null,null,null,null,null,null,-1,202,-201,-204]
[null,null,null,null,null,null,"",null,null,null,null,null,null,null,null,null,null,null,null,null,null,-1,203,-202,-205]
[null,null,null,null,null,null,"",null,null,null,null,null,null,null,null,null,null,null,null,null,null,-1,204,-203,-206]
[null,null,null,null,null,null,"",null,null,null,null,null,null,null,null,null,null,null,null,null,null,-1,205,-204,-207]
[null,null,null,null,null,null,"",null,null,null,null,null,null,null,null,null,null,null,null,null,null,-1,206,-205,-208]
[null,null,null,null,null,null,"",null,null,null,null,null,null,null,null,null,null,null,null,null,null,-1,207,-206,-209]
[null,null,null,null,null,null,"",null,null,null,null,null,null,null,null,null,null,null,null,null,null,-1,208,-207,-210]
[null,null,null,null,null,null,"",null,null,null,null,null,null,null,null,null,null,null,null,null,null,-1,209,-208,-211]
[null,null,null,null,null,null,"",null,null,null,null,null,null,null,null,null,null,null,null,null,null,-1,210,-209,-212]
[null,null,null,null,null,null,"",null,null,null,null,null,null,null,null,null,null,null,null,null,null,-1,211,-210,-213]
[null,null,null,null,null,null,"",null,null,null,null,null,null,null,null,null,null,null,null,null,null,-1,212,-211,-214]
[null,null,null,null,null,null,"",null,null,null,null,null,null,null,null,null,null,null,null,null,null,-1,213,-212,-215]
[null,null,null,null,null,null,"",null,null,null,null,null,null,null,null,null,null,null,null,null,null,-1,214,{"$f":"X243-1","v":-213},-216]
[null,null,null,null,null,null,"",null,null,null,null,null,null,null,null,null,null,null,null,null,null,-1,215,-214,-217]
[null,null,null,null,null,null,"",null,null,null,null,null,null,null,null,null,null,null,null,null,null,-1,216,-215,-218]
[null,null,null,null,null,null,"",null,null,null,null,null,null,null,null,null,null,null,null,null,null,-1,217,-216,-219]
[null,null,null,null,null,null,"",null,null,null,null,null,null,null,null,null,null,null,null,null,null,-1,218,-217,-220]
[null,null,null,null,null,null,"",null,null,null,null,null,null,null,null,null,null,null,null,null,null,-1,219,-218,-221]
[null,null,null,null,null,null,"",null,null,null,null,null,null,null,null,null,null,null,null,null,null,-1,220,-219,-222]
[null,null,null,null,null,null,"",null,null,null,null,null,null,null,null,null,null,null,null,null,null,-1,221,-220,-223]
[null,null,null,null,null,null,"",null,null,null,null,null,null,null,null,null,null,null,null,null,null,-1,222,-221,-224]
[null,null,null,null,null,null,"",null,null,null,null,null,null,null,null,null,null,null,null,null,null,-1,223,-222,-225]
[null,null,null,null,null,null,"",null,null,null,null,null,null,null,null,null,null,null,null,null,null,-1,224,-223,-226]
[null,null,null,null,null,null,"",null,null,null,null,null,null,null,null,null,null,null,null,null,null,-1,225,-224,-227]
[null,null,null,null,null,null,"",null,null,null,null,null,null,null,null,null,null,null,null,null,null,-1,226,-225,-228]
[null,null,null,null,null,null,"",null,null,null,null,null,null,null,null,null,null,null,null,null,null,-1,227,-226,-229]
[null,null,null,null,null,null,"",null,null,null,null,null,null,null,null,null,null,null,null,null,null,-1,228,-227,-230]
[null,null,null,null,null,null,"",null,null,null,null,null,null,null,null,null,null,null,null,null,null,-1,229,-228,-231]
[null,null,null,null,null,null,"",null,null,null,null,null,null,null,null,null,null,null,null,null,null,-1,230,{"$f":"X259-1","v":-229},-232]
[null,null,null,null,null,null,"",null,null,null,null,null,null,null,null,null,null,null,null,null,null,-1,231,-230,-233]
[null,null,null,null,null,null,"",null,null,null,null,null,null,null,null,null,null,null,null,null,null,-1,232,-231,-234]
[null,null,null,null,null,null,"",null,null,null,null,null,null,null,null,null,null,null,null,null,null,-1,233,-232,-235]
[null,null,null,null,null,null,"",null,null,null,null,null,null,null,null,null,null,null,null,null,null,-1,234,-233,-236]
[null,null,null,null,null,null,"",null,null,null,null,null,null,null,null,null,null,null,null,null,null,-1,235,-234,-237]
[null,null,null,null,null,null,"",null,null,null,null,null,null,null,null,null,null,null,null,null,null,-1,236,-235,-238]
[null,null,null,null,null,null,"",null,null,null,null,null,null,null,null,null,null,null,null,null,null,-1,237,-236,-239]
[null,null,null,null,null,null,"",null,null,null,null,null,null,null,null,null,null,null,null,null,null,-1,238,-237,-240]
[null,null,null,null,null,null,{"$f":"IF(A269<=0,\"\",E269+F269)","v":""},null,null,null,null,null,null,null,null,null,null,null,null,null,null,-1,239,-238,-241]
[null,null,null,null,null,null,"",null,null,null,null,null,null,null,null,null,null,null,null,null,null,-1,240,-239,-242]
[null,null,null,null,null,null,"",null,null,null,null,null,null,null,null,null,null,null,null,null,null,-1,241,-240,-243]
[null,null,null,null,null,null,"",null,null,null,null,null,null,null,null,null,null,null,null,null,null,-1,242,-241,-244]
[null,null,null,null,null,null,"",null,null,null,null,null,null,null,null,null,null,null,null,null,null,-1,243,-242,-245]
[null,null,null,null,null,null,"",null,null,null,null,null,null,null,null,null,null,null,null,null,null,-1,244,-243,-246]
[null,null,null,null,null,null,"",null,null,null,null,null,null,null,null,null,null,null,null,null,null,-1,{"$f":"IF(W274>=1,W274+1,IF(X275=0,1,-1))","v":245},-244,-247]
[null,null,null,null,null,null,"",null,null,null,null,null,null,null,null,null,null,null,null,null,null,{"$f":"IF(AND(V275>=1,V275<35),V275+1,IF(X276=0,1,IF(V275=35,V275+1,-1)))","v":-1},246,{"$f":"X275-1","v":-245},-248]
[null,null,null,null,null,null,"",null,null,null,null,null,null,null,null,null,null,null,null,null,null,-1,247,-246,-249]
[null,null,null,null,null,null,"",null,null,null,null,null,null,null,null,null,null,null,null,null,null,-1,248,-247,-250]
[null,null,null,null,null,null,"",null,null,null,null,null,null,null,null,null,null,null,null,null,null,-1,249,-248,-251]
[null,null,null,null,null,null,"",null,null,null,null,null,null,null,null,null,null,null,null,null,null,-1,250,-249,-252]
[null,null,null,null,null,null,"",null,null,null,null,null,null,null,null,null,null,null,null,null,null,-1,251,-250,-253]
[null,null,null,null,null,null,"",null,null,null,null,null,null,null,null,null,null,null,null,null,null,-1,252,-251,-254]
[null,null,null,null,null,null,"",null,null,null,null,null,null,null,null,null,null,null,null,null,null,-1,253,-252,-255]
[null,null,null,null,null,null,"",null,null,null,null,null,null,null,null,null,null,null,null,null,null,-1,254,-253,-256]
[null,null,null,null,null,null,"",null,null,null,null,null,null,null,null,null,null,null,null,null,null,-1,255,-254,-257]
[null,null,null,null,null,null,"",null,null,null,null,null,null,null,null,null,null,null,null,null,null,-1,256,-255,-258]
[null,null,null,null,null,null,"",null,null,null,null,null,null,null,null,null,null,null,null,null,null,-1,257,-256,-259]
[null,null,null,null,null,null,"",null,null,null,null,null,null,null,null,null,null,null,null,null,null,-1,258,-257,-260]
[null,null,null,null,null,null,"",null,null,null,null,null,null,null,null,null,null,null,null,null,null,-1,259,-258,-261]
[null,null,null,null,null,null,"",null,null,null,null,null,null,null,null,null,null,null,null,null,null,-1,260,-259,-262]
[null,null,null,null,null,null,"",null,null,null,null,null,null,null,null,null,null,null,null,null,null,-1,261,-260,-263]
[null,null,null,null,null,null,"",null,null,null,null,null,null,null,null,null,null,null,null,null,null,-1,262,{"$f":"X291-1","v":-261},-264]
[null,null,null,null,null,null,"",null,null,null,null,null,null,null,null,null,null,null,null,null,null,-1,263,-262,-265]
[null,null,null,null,null,null,"",null,null,null,null,null,null,null,null,null,null,null,null,null,null,-1,264,-263,-266]
[null,null,null,null,null,null,"",null,null,null,null,null,null,null,null,null,null,null,null,null,null,-1,265,-264,-267]
[null,null,null,null,null,null,"",null,null,null,null,null,null,null,null,null,null,null,null,null,null,-1,266,-265,-268]
[null,null,null,null,null,null,"",null,null,null,null,null,null,null,null,null,null,null,null,null,null,-1,267,-266,-269]
[null,null,null,null,null,null,"",null,null,null,null,null,null,null,null,null,null,null,null,null,null,-1,268,-267,-270]
[null,null,null,null,null,null,"",null,null,null,null,null,null,null,null,null,null,null,null,null,null,-1,269,-268,-271]
[null,null,null,null,null,null,"",null,null,null,null,null,null,null,null,null,null,null,null,null,null,-1,270,-269,-272]
[null,null,null,null,null,null,"",null,null,null,null,null,null,null,null,null,null,null,null,null,null,-1,271,-270,-273]
[null,null,null,null,null,null,"",null,null,null,null,null,null,null,null,null,null,null,null,null,null,-1,272,-271,-274]
[null,null,null,null,null,null,"",null,null,null,null,null,null,null,null,null,null,null,null,null,null,-1,273,-272,-275]
[null,null,null,null,null,null,"",null,null,null,null,null,null,null,null,null,null,null,null,null,null,-1,274,-273,-276]
[null,null,null,null,null,null,"",null,null,null,null,null,null,null,null,null,null,null,null,null,null,-1,275,-274,-277]
[null,null,null,null,null,null,"",null,null,null,null,null,null,null,null,null,null,null,null,null,null,-1,276,-275,-278]
[null,null,null,null,null,null,"",null,null,null,null,null,null,null,null,null,null,null,null,null,null,-1,277,-276,-279]
[null,null,null,null,null,null,"",null,null,null,null,null,null,null,null,null,null,null,null,null,null,-1,278,{"$f":"X307-1","v":-277},-280]
[null,null,null,null,null,null,"",null,null,null,null,null,null,null,null,null,null,null,null,null,null,-1,279,-278,-281]
[null,null,null,null,null,null,"",null,null,null,null,null,null,null,null,null,null,null,null,null,null,-1,280,-279,-282]
[null,null,null,null,null,null,"",null,null,null,null,null,null,null,null,null,null,null,null,null,null,-1,281,-280,-283]
[null,null,null,null,null,null,"",null,null,null,null,null,null,null,null,null,null,null,null,null,null,-1,282,-281,-284]
[null,null,null,null,null,null,"",null,null,null,null,null,null,null,null,null,null,null,null,null,null,-1,283,-282,-285]
[null,null,null,null,null,null,"",null,null,null,null,null,null,null,null,null,null,null,null,null,null,-1,284,-283,-286]
[null,null,null,null,null,null,"",null,null,null,null,null,null,null,null,null,null,null,null,null,null,-1,285,-284,-287]
[null,null,null,null,null,null,"",null,null,null,null,null,null,null,null,null,null,null,null,null,null,-1,286,-285,-288]
[null,null,null,null,null,null,"",null,null,null,null,null,null,null,null,null,null,null,null,null,null,-1,287,-286,-289]
[null,null,null,null,null,null,null,null,null,null,null,null,null,null,null,null,null,null,null,null,null,-1,288,-287,-290]

{"sheet":"902HD-Imperial","index":13,"n_rows":318,"n_cols":31,"rows_kept":318,"cut":false,"hidden":true,"merged":[[11,0,11,11]]}
[]
["Number of Rows-",null,null,null,null,null,null,{"$f":"Data!$AG$17","v":3},"units"]
["Total number of chambers -",null,null,null,null,null,null,{"$f":"Data!$AG$17*Data!$AG$18","v":96},"units"]
["HVLV FC-48 Feed Connectors -",null,null,null,null,null,null,{"$f":"Data!$AG$9","v":4},"units"]
["Stone Void -",null,null,null,null,null,null,{"$f":"Data!$Z$22*100","v":40},"%"]
["Stone Base -",null,null,null,null,null,null,{"$f":"Data!$Z$18","v":9},"inches"]
["Stone Above Units -",null,null,null,null,null,null,{"$f":"Data!$Z$17","v":12},"inches"]
["Area -",null,null,null,null,null,null,{"$f":"Data!$AG$23","v":2767.7126666666663},"ft2",{"$f":"R23","v":2767.7126666666663},"Min. Area Required "]
["Base of Stone Elevation- ",null,null,null,null,null,null,{"$f":"'INPUT INFORMATION'!$C$29","v":0},"ft",null,"Note: Min. Area required is based on"]
[null,null,null,null,null,null,null,null,null,null,"12\" around the system and typ. spacing"]
[]
["CULTEC Recharger 902HD Incremental Storage Volumes",null,null,null,null,null,null,null,null,null,null,null,null,null,null,null,null,null,null,null,null,null,null,null,null,null,null,null,null,null,"Incremental Single Endcap"]
["Height of System","Incremental Single Endcap","Incremental Single Chamber1","FC-48 Feed Connector single unit","End Cap Volume","Chamber Volume","Chamber & End Cap Vol","HVLV FC-48 Feed Connector Volume","Stone Volume","Cumulative Storage Volume","Total Cumulative Storage Volume","Elevation",null,null,null,null,null,null,"INSTALLED LENGTH",{"$f":"COUNTIF(X19:X115,\">0\")","v":12},null,null,null,null,null,null,"Incremental Single Chamber1",null,null,null,"End cap vol per inch"]
["in","ft3","ft3","ft3","ft3","ft3","ft3","ft3","ft3","ft3","ft3","ft",null,null,null,"END CAP",null,{"$f":"H2*2","v":6},0.501,null,null,null,null,null,null,null,0.02,1,null,null,3.8684719535783368E-2]
[{"$f":"T26","v":69},{"$f":"IF(A15<=0,\"\",IF(V19>=1,LOOKUP(V19,AB$14:AB$61,AE$14:AE$61),0))","v":0},{"$f":"IF(A15<=0,\"\",IF(V19>=1,LOOKUP(V19,AB$14:AB$61,AA$14:AA$61),0))","v":0},{"$f":"IF(A15<=0,\"\",IF(V19>=37,LOOKUP(V19,AB$50:AB$61,AC$50:AC$61),0))","v":0},{"$f":"IF(A15=0,0,IF(A15<0,\"\",B15*$R$21))","v":0},{"$f":"IF(A15=0,0,IF(A15<0,\"\",C15*$R$20))","v":0},{"$f":"IF(A15=0,0,IF(A15<0,\"\",E15+F15))","v":0},{"$f":"IF(A15=0,0,IF(A15<0,\"\",D15*$R$22))","v":0},{"$f":"IF(A15=0,0,IF(A15<0,\"\",((H$8*1/12)-F15-E15-H15)*S$28))","v":92.257088888888887},{"$f":"IF(A15=0,0,IF(A15<0,\"\",E15+F15+I15+H15))","v":92.257088888888887},{"$f":"IF(A15=0,0,IF(A15<0,\"\",IF(A15=1,I15,J15+K16)))","v":10032.883036234693},{"$f":"IF(A15<0,\"\",ROUND($H$9+(A15/12),2))","v":5.75},"Top of Stone Elevation",null,null,"CHAMBER",null,{"$f":"H3","v":96},3.6666666666666665,null,null,null,null,null,null,null,0.05,2,null,null,5.8027079303675046E-2]
[{"$f":"IF(V19=0,0,IF(A15=\" \",\"\",A15-1))","v":68},0,0,0,0,0,0,0,92.257088888888887,92.257088888888887,9940.6259473458031,5.67,{"$f":"IF(C16=$AA$14,\"Top of Chamber Elevation\",IF(A16=$H$6,\"Bottom of Chamber Elevation\",IF(A16=0,\"Bottom of Stone Elevation\",\"\")))","v":""},null,null,"STONE BORDER (FT.)",null,1,null,null,null,null,null,null,null,null,7.0000000000000007E-2,3,null,null,5.8027079303675046E-2]
[67,0,0,0,0,0,0,0,92.257088888888887,92.257088888888887,9848.3688584569136,5.58,{"$f":"IF(C17=$AA$14,\"Top of Chamber Elevation\",IF(A17=$H$6,\"Bottom of Chamber Elevation\",IF(A17=0,\"Bottom of Stone Elevation\",\"\")))","v":""},null,null,"CHAMBER SPACING (FT.)",null,0.75,null,null,null,null,null,null,null,null,0.12,4,null,null,7.7369439071566737E-2]
[66,0,0,0,0,0,0,0,92.257088888888887,92.257088888888887,9756.1117695680241,5.5,"",null,null,"BED WIDTH",null,{"$f":"(H2*T29+(2*R16)-R17)","v":23},null,null,null,-1,-1,"above","base",null,0.16,5,null,null,9.6711798839458421E-2]
[65,0,0,0,0,0,0,0,92.257088888888887,92.257088888888887,9663.8546806791346,5.42,"",null,null,"BED LENGTH",null,{"$f":"((R24*S15)+(2*S14)+(R16*2))","v":120.33533333333332},null,null,null,{"$f":"IF(AND(V18>=1,V18<47),V18+1,IF(X19=0,1,IF(V18=47,V18+1,-1)))","v":-1},{"$f":"IF(W18>=1,W18+1,IF(X19=0,1,-1))","v":-1},{"$f":"H7","v":12},{"$f":"H6","v":9},null,0.2,6,null,null,7.7369439071566737E-2]
[64,0,0,0,0,0,0,0,92.257088888888887,92.257088888888887,9571.5975917902451,5.33,"",null,null,"FT OF CHAMBER -",null,{"$f":"(R15*S15)","v":352},null,null,null,-1,-1,{"$f":"X19-1","v":11},{"$f":"Y19-1","v":8},null,0.22,7,null,null,9.6711798839458421E-2]
[63,0,0,0,0,0,0,0,92.257088888888887,92.257088888888887,9479.3405029013556,5.25,"",null,null,"FT OF END CAP-",null,{"$f":"(R14*S14)","v":3.0060000000000002},null,null,null,-1,-1,10,7,null,0.24,8,null,null,9.6711798839458421E-2]
[62,0,0,0,0,0,0,0,92.257088888888887,92.257088888888887,9387.0834140124662,5.17,"",null,null,"FT OF FC CONNECTORS -",null,{"$f":"H4*R17","v":3},null,null,null,-1,-1,9,6,null,0.26999999999999957,9,null,null,9.6711798839458421E-2]
[61,0,0,0,0,0,0,0,92.257088888888887,92.257088888888887,9294.8263251235767,5.08,"",null,null,"Area (Sq. Ft.) -",null,{"$f":"R19*R18","v":2767.7126666666663},null,null,null,-1,-1,8,5,null,0.27,10,null,null,9.6711798839458421E-2]
[60,0,0,0,0,0,0,0,92.257088888888887,92.257088888888887,9202.5692362346872,5,"",null,null,{"$f":"H2","v":3},"ROW OF",{"$f":"H3/H2","v":32},null,null,null,-1,-1,7,4,null,0.28999999999999998,11,null,null,9.6711798839458421E-2]
[59,0,0,0,0,0,0,0,92.257088888888887,92.257088888888887,9110.3121473457977,4.92,"",null,null,null,null,null,null,"SYSTEM HEIGHT",null,-1,-1,6,3,null,0.3,12,null,null,0.11605415860735009]
[58,0,0,0,0,0,0,0,92.257088888888887,92.257088888888887,9018.0550584569082,4.83,"",null,null,null,null,null,null,{"$f":"H6+48+H7","v":69},null,-1,-1,5,2,null,0.31,13,null,null,9.6711798839458421E-2]
[57,3.8684719535783368E-2,0.02,0,0.11628626692456481,7.04,7.1562862669245648,0,89.39457438211906,96.550860649043628,8925.7979695680187,4.75,"Top of Chamber Elevation",null,null,null,null,null,"Stone Void",null,null,-1,-1,4,1,null,0.33,14,null,null,9.6711798839458421E-2]
[56,5.8027079303675046E-2,0.05,0,0.17442940038684721,17.600000000000001,17.77442940038685,0,85.147317128734144,102.92174652912099,8829.2471089189748,4.67,"",null,null,null,null,null,{"$f":"H5/100","v":0.4},"Design unit width",null,-1,-1,3,0,null,0.34,15,null,null,0.11605415860735009]
[55,5.8027079303675046E-2,7.0000000000000007E-2,0,0.17442940038684721,24.64,24.81442940038685,0,82.331317128734142,107.145746529121,8726.3253623898545,4.58,"",null,null,null,null,null,null,7.25,null,-1,-1,2,-1,null,0.35,16,null,null,9.6711798839458421E-2]
[54,7.7369439071566737E-2,0.12,0,0.23257253384912963,42.239999999999995,42.472572533849124,0,75.268059875349238,117.74063240919835,8619.179615860734,4.5,"",null,null,null,null,null,null,null,null,-1,-1,1,-2,null,0.35,17,null,null,9.6711798839458421E-2]
[53,9.6711798839458421E-2,0.16,0,0.29071566731141202,56.32,56.61071566731141,0,69.61280262196432,126.22351828927573,8501.438983451535,4.42,"",null,null,null,null,null,null,null,null,1,1,0,-3,null,0.36,18,null,null,0.11605415860735009]
[52,7.7369439071566737E-2,0.2,0,0.23257253384912963,70.400000000000006,70.632572533849142,0,64.004059875349228,134.63663240919837,8375.2154651622586,4.33,"",null,null,null,null,null,null,null,null,2,2,-1,-4,null,0.37,19,null,null,9.6711798839458421E-2]
[51,9.6711798839458421E-2,0.22,0,0.29071566731141202,77.44,77.730715667311415,0,61.16480262196432,138.89551828927574,8240.5788327530609,4.25,"",null,null,null,null,null,null,null,null,3,3,-2,-5,null,0.38,20,null,null,0.13539651837524178]
[50,9.6711798839458421E-2,0.24,0,0.29071566731141202,84.47999999999999,84.770715667311407,0,58.348802621964325,143.11951828927573,8101.6833144637858,4.17,"",null,null,null,null,null,null,null,null,4,4,-3,-6,null,0.39,21,null,null,9.6711798839458421E-2]
[49,9.6711798839458421E-2,0.26999999999999957,0,0.29071566731141202,95.03999999999985,95.330715667311267,0,54.124802621964378,149.45551828927563,7958.5637961745097,4.08,"",null,null,null,null,null,null,null,null,5,5,-4,-7,null,0.39,22,null,null,0.11605415860735009]
[48,9.6711798839458421E-2,0.27,0,0.29071566731141202,95.04,95.330715667311424,0,54.124802621964321,149.45551828927574,7809.1082778852342,4,"",null,null,null,null,null,null,null,null,6,6,-5,-8,null,0.4,23,null,null,0.11605415860735009]
[47,9.6711798839458421E-2,0.28999999999999998,0,0.29071566731141202,102.08,102.37071566731142,0,51.308802621964311,153.67951828927573,7659.6527595959587,3.92,"",null,null,null,null,null,null,null,null,7,7,-6,-9,null,0.4,24,null,null,9.6711798839458421E-2]
[46,0.11605415860735009,0.3,0,0.34885880077369441,105.6,105.94885880077369,0,49.877545368579405,155.82640416935311,7505.9732413066831,3.83,"",null,null,null,null,null,null,null,null,8,8,-7,-10,null,0.41,25,null,null,0.11605415860735009]
[45,9.6711798839458421E-2,0.31,0,0.29071566731141202,109.12,109.41071566731142,0,48.492802621964316,157.90351828927572,7350.1468371373303,3.75,"",null,null,null,null,null,null,null,null,9,9,-8,-11,null,0.41,26,null,null,0.11605415860735009]
[44,9.6711798839458421E-2,0.33,0,0.29071566731141202,116.16000000000001,116.45071566731143,0,45.676802621964313,162.12751828927574,7192.2433188480545,3.67,"",null,null,null,null,null,null,null,null,10,10,-9,-12,null,0.41,27,null,null,0.13539651837524178]
[43,0.11605415860735009,0.34,0,0.34885880077369441,119.68,120.0288588007737,0,44.2455453685794,164.27440416935309,7030.1158005587786,3.58,"",null,null,null,null,null,null,null,null,11,11,-10,-13,null,0.42,28,null,null,0.11605415860735009]
[42,9.6711798839458421E-2,0.35,0,0.29071566731141202,123.19999999999999,123.49071566731141,0,42.860802621964325,166.35151828927573,6865.8413963894254,3.5,"",null,null,null,null,null,null,null,null,12,12,-11,-14,null,0.42,29,null,null,0.11605415860735009]
[41,9.6711798839458421E-2,0.35,0,0.29071566731141202,123.19999999999999,123.49071566731141,0,42.860802621964325,166.35151828927573,6699.4898781001493,3.42,"",null,null,null,null,null,null,null,null,13,13,-12,-15,null,0.42,30,null,null,0.11605415860735009]
[40,0.11605415860735009,0.36,0,0.34885880077369441,126.72,127.0688588007737,0,41.429545368579404,168.49840416935311,6533.1383598108732,3.33,"",null,null,null,null,null,null,null,null,14,14,-13,-16,null,0.43,31,null,null,0.11605415860735009]
[39,9.6711798839458421E-2,0.37,0,0.29071566731141202,130.24,130.53071566731143,0,40.044802621964315,170.57551828927575,6364.6399556415199,3.25,"",null,null,null,null,null,null,null,null,15,15,-14,-17,null,0.43,32,null,null,0.11605415860735009]
[38,0.13539651837524178,0.38,0,0.4070019342359768,133.76,134.16700193423597,0,38.590288115194497,172.75729004943048,6194.0644373522446,3.17,"",null,null,null,null,null,null,null,null,16,16,-15,-18,null,0.44,33,null,null,0.13539651837524178]
[37,{"$f":"IF(A47<=0,\"\",IF(V51>=1,LOOKUP(V51,AB$14:AB$61,AE$14:AE$61),0))","v":9.6711798839458421E-2},{"$f":"IF(A47<=0,\"\",IF(V51>=1,LOOKUP(V51,AB$14:AB$61,AA$14:AA$61),0))","v":0.39},{"$f":"IF(A47<=0,\"\",IF(V51>=37,LOOKUP(V51,AB$50:AB$61,AC$50:AC$61),0))","v":0},{"$f":"IF(A47=0,0,IF(A47<0,\"\",B47*$R$21))","v":0.29071566731141202},{"$f":"IF(A47=0,0,IF(A47<0,\"\",C47*$R$20))","v":137.28},{"$f":"IF(A47=0,0,IF(A47<0,\"\",E47+F47))","v":137.57071566731142},{"$f":"IF(A47=0,0,IF(A47<0,\"\",D47*$R$22))","v":0},{"$f":"IF(A47=0,0,IF(A47<0,\"\",((H$8*1/12)-F47-E47-H47)*S$28))","v":37.228802621964313},{"$f":"IF(A47=0,0,IF(A47<0,\"\",E47+F47+I47+H47))","v":174.79951828927574},{"$f":"IF(A47=0,0,IF(A47<0,\"\",IF(A47=1,I47,J47+K48)))","v":6021.307147302814},{"$f":"IF(A47<0,\"\",ROUND($H$9+(A47/12),2))","v":3.08},"",null,null,null,null,null,null,null,null,17,17,-16,-19,null,0.44,34,null,null,0.11605415860735009]
[{"$f":"IF(V51=0,0,IF(A47=\" \",\"\",A47-1))","v":36},0.11605415860735009,0.39,0,0.34885880077369441,137.28,137.62885880077368,0,37.205545368579401,174.83440416935309,5846.5076290135385,3,"",null,null,null,null,null,null,null,null,18,18,-17,-20,null,0.45,35,null,null,0.11605415860735009]
[35,0.11605415860735009,0.4,0,0.34885880077369441,140.80000000000001,141.1488588007737,0,35.797545368579399,176.94640416935309,5671.6732248441858,2.92,"",null,null,null,null,null,null,null,null,19,19,-18,-21,null,0.45,36,null,null,0.11605415860735009]
[34,9.6711798839458421E-2,0.4,0,0.29071566731141202,140.80000000000001,141.09071566731143,0,35.820802621964312,176.91151828927573,5494.7268206748331,2.83,"",null,null,null,null,null,null,null,null,20,20,-19,-22,null,0.45,37,4.0000000000000001E-3,1,0.13539651837524178]
[33,0.11605415860735009,0.41,0,0.34885880077369441,144.32,144.66885880077368,0,34.389545368579405,179.05840416935308,5317.8153023855575,2.75,"",null,null,null,null,null,null,null,null,21,21,-20,-23,null,0.45,38,3.1E-2,2,0.11605415860735009]
[32,0.11605415860735009,0.41,0,0.34885880077369441,144.32,144.66885880077368,0,34.389545368579405,179.05840416935308,5138.7568982162047,2.67,"",null,null,null,null,null,null,null,null,22,22,-21,-24,null,0.46,39,0.06,3,0.13539651837524178]
[31,0.13539651837524178,0.41,0,0.4070019342359768,144.32,144.72700193423597,0,34.366288115194493,179.09329004943046,4959.6984940468519,2.58,"",null,null,null,null,null,null,null,null,23,23,-22,-25,null,0.46,40,7.2999999999999995E-2,4,0.13539651837524178]
[30,0.11605415860735009,0.42,0,0.34885880077369441,147.84,148.18885880077369,0,32.981545368579404,181.17040416935311,4780.6052039974211,2.5,"",null,null,null,null,null,null,null,null,24,24,-23,-26,null,0.46,41,8.1000000000000003E-2,5,0.13539651837524178]
[29,0.11605415860735009,0.42,0,0.34885880077369441,147.84,148.18885880077369,0,32.981545368579404,181.17040416935311,4599.4347998280682,2.42,"",null,null,null,null,null,null,null,null,25,25,-24,-27,null,0.46,42,8.5000000000000006E-2,6,0.13539651837524178]
[28,0.11605415860735009,0.42,0,0.34885880077369441,147.84,148.18885880077369,0,32.981545368579404,181.17040416935311,4418.2643956587153,2.33,"",null,null,null,null,null,null,null,null,26,26,-25,-28,null,0.47,43,8.8999999999999996E-2,7,0.11605415860735009]
[27,0.11605415860735009,0.43,0,0.34885880077369441,151.35999999999999,151.70885880077367,0,31.57354536857941,183.28240416935307,4237.0939914893625,2.25,"",null,null,null,null,null,null,null,null,27,27,-26,-29,null,0.47,44,9.2999999999999999E-2,8,0.13539651837524178]
[26,0.11605415860735009,0.43,0,0.34885880077369441,151.35999999999999,151.70885880077367,0,31.57354536857941,183.28240416935307,4053.811587320009,2.17,"",null,null,null,null,null,null,null,null,28,28,-27,-30,null,0.48,45,9.5000000000000001E-2,9,0.13539651837524178]
[25,0.13539651837524178,0.44,0,0.4070019342359768,154.88,155.28700193423597,0,30.142288115194493,185.42929004943048,3870.5291831506561,2.08,"",null,null,null,null,null,null,null,null,29,29,-28,-31,null,0.48,46,9.7000000000000003E-2,10,0.15473887814313347]
[24,0.11605415860735009,0.44,0,0.34885880077369441,154.88,155.22885880077368,0,30.165545368579405,185.39440416935309,3685.0998931012255,2,"",null,null,null,null,null,null,null,null,30,30,-29,-32,null,0.48,47,9.9000000000000005E-2,11,0.13539651837524178]
[23,0.11605415860735009,0.45,0,0.34885880077369441,158.4,158.74885880077369,0,28.7575453685794,187.50640416935309,3499.7054889318724,1.92,"",null,null,null,null,null,null,null,null,31,31,-30,-33,null,0.48,48,0.106,12,0.15473887814313347]
[22,0.11605415860735009,0.45,0,0.34885880077369441,158.4,158.74885880077369,0,28.7575453685794,187.50640416935309,3312.1990847625193,1.83,"",null,null,null,null,null,null,null,null,32,32,-31,-34]
[21,0.13539651837524178,0.45,4.0000000000000001E-3,0.4070019342359768,158.4,158.80700193423598,1.2E-2,28.729488115194489,187.54849004943048,3124.6926805931662,1.75,"",null,null,null,null,null,null,null,null,33,33,-32,-35]
[20,0.11605415860735009,0.45,3.1E-2,0.34885880077369441,158.4,158.74885880077369,9.2999999999999999E-2,28.720345368579402,187.56220416935307,2937.1441905437359,1.67,"",null,null,null,null,null,null,null,null,34,34,-33,-36]
[19,0.13539651837524178,0.46,0.06,0.4070019342359768,161.92000000000002,162.32700193423599,0.18,27.254288115194484,189.7612900494305,2749.5819863743827,1.58,"",null,null,null,null,null,null,null,null,35,35,-34,-37]
[18,0.13539651837524178,0.46,7.2999999999999995E-2,0.4070019342359768,161.92000000000002,162.32700193423599,0.21899999999999997,27.238688115194488,189.78469004943048,2559.8206963249522,1.5,"",null,null,null,null,null,null,null,null,36,36,-35,-38]
[17,0.13539651837524178,0.46,8.1000000000000003E-2,0.4070019342359768,161.92000000000002,162.32700193423599,0.24299999999999999,27.229088115194486,189.79909004943048,2370.0360062755217,1.42,"",null,null,null,null,null,null,null,null,37,37,-36,-39]
[16,0.13539651837524178,0.46,8.5000000000000006E-2,0.4070019342359768,161.92000000000002,162.32700193423599,0.255,27.224288115194486,189.80629004943049,2180.2369162260911,1.33,"",null,null,null,null,null,null,null,null,38,38,-37,-40]
[15,0.11605415860735009,0.47,8.8999999999999996E-2,0.34885880077369441,165.44,165.78885880077368,0.26700000000000002,25.834745368579405,191.89060416935308,1990.4306261766606,1.25,"",null,null,null,null,null,null,null,null,39,39,-38,-41]
[14,0.13539651837524178,0.47,9.2999999999999999E-2,0.4070019342359768,165.44,165.84700193423598,0.27900000000000003,25.806688115194493,191.93269004943048,1798.5400220073075,1.17,"",null,null,null,null,null,null,null,null,40,40,-39,-42]
[13,0.13539651837524178,0.48,9.5000000000000001E-2,0.4070019342359768,168.95999999999998,169.36700193423596,0.28500000000000003,24.396288115194501,194.04829004943045,1606.607331957877,1.08,"",null,null,null,null,null,null,null,null,41,41,-40,-43]
[12,0.15473887814313347,0.48,9.7000000000000003E-2,0.46514506769825925,168.95999999999998,169.42514506769825,0.29100000000000004,24.370630861809587,194.08677592950784,1412.5590419084465,1,"",null,null,null,null,null,null,null,null,42,42,-41,-44]
[11,0.13539651837524178,0.48,9.9000000000000005E-2,0.4070019342359768,168.95999999999998,169.36700193423596,0.29700000000000004,24.391488115194502,194.05549004943046,1218.4722659789386,0.92,"",null,null,null,null,null,null,null,null,43,43,-42,-45]
[10,0.15473887814313347,0.48,0.106,0.46514506769825925,168.95999999999998,169.42514506769825,0.318,24.359830861809588,194.10297592950786,1024.416775929508,0.83,"",null,null,null,null,null,null,null,null,44,44,-43,-46]
[9,0,0,0,0,0,0,0,92.257088888888887,92.257088888888887,830.31380000000013,0.75,"Bottom of Chamber Elevation",null,null,null,null,null,null,null,null,45,45,-44,-47]
[8,0,0,0,0,0,0,0,92.257088888888887,92.257088888888887,738.05671111111121,0.67,"",null,null,null,null,null,null,null,null,46,46,-45,-48]
[7,0,0,0,0,0,0,0,92.257088888888887,92.257088888888887,645.7996222222223,0.57999999999999996,"",null,null,null,null,null,null,null,null,47,47,-46,-49]
[6,0,0,0,0,0,0,0,92.257088888888887,92.257088888888887,553.54253333333338,0.5,"",null,null,null,null,null,null,null,null,48,48,-47,-50]
[5,{"$f":"IF(A79<=0,\"\",IF(V83>=1,LOOKUP(V83,AB$14:AB$61,AE$14:AE$61),0))","v":0},{"$f":"IF(A79<=0,\"\",IF(V83>=1,LOOKUP(V83,AB$14:AB$61,AA$14:AA$61),0))","v":0},{"$f":"IF(A79<=0,\"\",IF(V83>=37,LOOKUP(V83,AB$50:AB$61,AC$50:AC$61),0))","v":0},{"$f":"IF(A79=0,0,IF(A79<0,\"\",B79*$R$21))","v":0},{"$f":"IF(A79=0,0,IF(A79<0,\"\",C79*$R$20))","v":0},{"$f":"IF(A79=0,0,IF(A79<0,\"\",E79+F79))","v":0},{"$f":"IF(A79=0,0,IF(A79<0,\"\",D79*$R$22))","v":0},{"$f":"IF(A79=0,0,IF(A79<0,\"\",((H$8*1/12)-F79-E79-H79)*S$28))","v":92.257088888888887},{"$f":"IF(A79=0,0,IF(A79<0,\"\",E79+F79+I79+H79))","v":92.257088888888887},{"$f":"IF(A79=0,0,IF(A79<0,\"\",IF(A79=1,I79,J79+K80)))","v":461.28544444444447},{"$f":"IF(A79<0,\"\",ROUND($H$9+(A79/12),2))","v":0.42},"",null,null,null,null,null,null,null,null,-1,49,-48,-51]
[{"$f":"IF(V83=0,0,IF(A79=\" \",\"\",A79-1))","v":4},0,0,0,0,0,0,0,92.257088888888887,92.257088888888887,369.02835555555555,0.33,"",null,null,null,null,null,null,null,null,-1,50,-49,-52]
[3,0,0,0,0,0,0,0,92.257088888888887,92.257088888888887,276.77126666666663,0.25,{"$f":"IF(C81=$AA$14,\"Top of Chamber Elevation\",IF(A81=$H$6,\"Bottom of Chamber Elevation\",IF(A81=0,\"Bottom of Stone Elevation\",\"\")))","v":""},null,null,null,null,null,null,null,null,-1,51,-50,-53]
[2,0,0,0,0,0,0,0,92.257088888888887,92.257088888888887,184.51417777777777,0.17,"",null,null,null,null,null,null,null,null,-1,52,-51,-54]
[1,0,0,0,0,0,0,0,92.257088888888887,92.257088888888887,92.257088888888887,0.08,"",null,null,null,null,null,null,null,null,{"$f":"IF(AND(V82>=1,V82<47),V82+1,IF(X83=0,1,IF(V82=47,V82+1,-1)))","v":-1},{"$f":"IF(W82>=1,W82+1,IF(X83=0,1,-1))","v":53},-52,-55]
[0,"","","",0,0,0,0,0,0,0,0,"Bottom of Stone Elevation",null,null,null,null,null,null,null,null,-1,54,{"$f":"X83-1","v":-53},{"$f":"Y83-1","v":-56}]
[-1,"","","","","","","","","","","","",null,null,null,null,null,null,null,null,-1,55,-54,-57]
[-2,"","","","","","","","","","","","",null,null,null,null,null,null,null,null,-1,56,-55,-58]
[-3,"","","","","","","","","","","","",null,null,null,null,null,null,null,null,-1,57,-56,-59]
[-4,"","","","","","","","","","","","",null,null,null,null,null,null,null,null,-1,58,-57,-60]
[-5,"","","","","","","","","","","","",null,null,null,null,null,null,null,null,-1,59,-58,-61]
[-6,"","","","","","","","","","","","",null,null,null,null,null,null,null,null,-1,60,-59,-62]
[-7,"","","","","","","","","","","","",null,null,null,null,null,null,null,null,-1,61,-60,-63]
[-8,"","","","","","","","","","","","",null,null,null,null,null,null,null,null,-1,62,-61,-64]
[-9,"","","","","","","","","","","","",null,null,null,null,null,null,null,null,-1,63,-62,-65]
[-10,"","","","","","","","","","","","",null,null,null,null,null,null,null,null,-1,64,-63,-66]
[-11,"","","","","","","","","","","","",null,null,null,null,null,null,null,null,-1,65,-64,-67]
[-12,"","","","","","","","","","","","",null,null,null,null,null,null,null,null,-1,66,-65,-68]
[-13,"","","","","","","","","","","","",null,null,null,null,null,null,null,null,-1,67,-66,-69]
[-14,"","","","","","","","","","","","",null,null,null,null,null,null,null,null,-1,68,-67,-70]
[-15,"","","","","","","","","","","","",null,null,null,null,null,null,null,null,-1,69,-68,-71]
[-16,"","","","","","","","","","","","",null,null,null,null,null,null,null,null,-1,70,-69,-72]
[-17,"","","","","","","","","","","","",null,null,null,null,null,null,null,null,-1,71,-70,-73]
[-18,"","","","","","","","","","","","",null,null,null,null,null,null,null,null,-1,72,-71,-74]
[-19,"","","","","","","","","","","","",null,null,null,null,null,null,null,null,-1,73,-72,-75]
[-20,"","","","","","","","","","","","",null,null,null,null,null,null,null,null,-1,74,-73,-76]
[-21,"","","","","","","","","","","","",null,null,null,null,null,null,null,null,-1,75,-74,-77]
[-22,"","","","","","","","","","","","",null,null,null,null,null,null,null,null,-1,76,-75,-78]
[-23,"","","","","","","","","","","","",null,null,null,null,null,null,null,null,-1,77,-76,-79]
[-24,"","","","","","","","","","","","",null,null,null,null,null,null,null,null,-1,78,-77,-80]
[-25,"","","","","","","","","","","","",null,null,null,null,null,null,null,null,-1,79,-78,-81]
[-26,"","","","","","","","","","","","",null,null,null,null,null,null,null,null,-1,80,-79,-82]
[-27,{"$f":"IF(A111<=0,\"\",IF(V115>=1,LOOKUP(V115,AB$14:AB$61,AE$14:AE$61),0))","v":""},{"$f":"IF(A111<=0,\"\",IF(V115>=1,LOOKUP(V115,AB$14:AB$61,AA$14:AA$61),0))","v":""},{"$f":"IF(A111<=0,\"\",IF(V115>=37,LOOKUP(V115,AB$50:AB$61,AC$50:AC$61),0))","v":""},{"$f":"IF(A111=0,0,IF(A111<0,\"\",B111*$R$21))","v":""},{"$f":"IF(A111=0,0,IF(A111<0,\"\",C111*$R$20))","v":""},{"$f":"IF(A111=0,0,IF(A111<0,\"\",E111+F111))","v":""},{"$f":"IF(A111=0,0,IF(A111<0,\"\",D111*$R$22))","v":""},{"$f":"IF(A111=0,0,IF(A111<0,\"\",((H$8*1/12)-F111-E111-H111)*S$28))","v":""},{"$f":"IF(A111=0,0,IF(A111<0,\"\",E111+F111+I111+H111))","v":""},{"$f":"IF(A111=0,0,IF(A111<0,\"\",IF(A111=1,I111,J111+K112)))","v":""},{"$f":"IF(A111<0,\"\",ROUND($H$9+(A111/12),2))","v":""},"",null,null,null,null,null,null,null,null,-1,81,-80,-83]
[{"$f":"IF(V115=0,0,IF(A111=\" \",\"\",A111-1))","v":-28},"","","","","","","","","","","","",null,null,null,null,null,null,null,null,-1,82,-81,-84]
[-29,"","","","","","","","","","","","",null,null,null,null,null,null,null,null,-1,83,-82,-85]
[-30,"","","","","","","","","","","","",null,null,null,null,null,null,null,null,-1,84,-83,-86]
[-31,"","","","","","","","","","","","",null,null,null,null,null,null,null,null,-1,85,-84,-87]
[-32,"","","","","","","","","","","","",null,null,null,null,null,null,null,null,-1,86,-85,-88]
[-33,"","","","","","","","","","","","",null,null,null,null,null,null,null,null,-1,87,-86,-89]
[-34,"","","","","","","","","","","","",null,null,null,null,null,null,null,null,-1,88,-87,-90]
[-35,"","","","","","","","","","","","",null,null,null,null,null,null,null,null,-1,89,-88,-91]
[-36,"","","","","","","","","","","","",null,null,null,null,null,null,null,null,-1,90,-89,-92]
[-37,"","","","","","","","","","","","",null,null,null,null,null,null,null,null,-1,91,-90,-93]
[-38,"","","","","","","","","","","","",null,null,null,null,null,null,null,null,-1,92,-91,-94]
[-39,"","","","","","","","","","","","",null,null,null,null,null,null,null,null,-1,93,-92,-95]
[-40,"","","","","","","","","","","","",null,null,null,null,null,null,null,null,-1,94,-93,-96]
[-41,"","","","","","","","","","","","",null,null,null,null,null,null,null,null,-1,95,-94,-97]
[-42,"","","","","","","","","","","","",null,null,null,null,null,null,null,null,-1,96,-95,-98]
[-43,"","","","","","","","","","","","",null,null,null,null,null,null,null,null,-1,97,-96,-99]
[-44,"","","","","","","","","","","","",null,null,null,null,null,null,null,null,-1,98,-97,-100]
[-45,"","","","","","","","","","","","",null,null,null,null,null,null,null,null,-1,99,-98,-101]
[-46,"","","","","","","","","","","","",null,null,null,null,null,null,null,null,-1,100,-99,-102]
[-47,"","","","","","","","","","","","",null,null,null,null,null,null,null,null,-1,101,-100,-103]
[-48,"","","","","","","","","","","","",null,null,null,null,null,null,null,null,-1,102,-101,-104]
[-49,"","","","","","","","","","","","",null,null,null,null,null,null,null,null,-1,103,-102,-105]
[-50,"","","","","","","","","","","","",null,null,null,null,null,null,null,null,-1,104,-103,-106]
[-51,"","","","","","","","","","","","",null,null,null,null,null,null,null,null,-1,105,-104,-107]
[-52,"","","","","","","","","","","","",null,null,null,null,null,null,null,null,-1,106,-105,-108]
[-53,"","","","","","","","","","","","",null,null,null,null,null,null,null,null,-1,107,-106,-109]
[-54,"","","","","","","","","","","","",null,null,null,null,null,null,null,null,-1,108,-107,-110]
[-55,"","","","","","","","","","","","",null,null,null,null,null,null,null,null,-1,109,-108,-111]
[-56,"","","","","","","","","","","","",null,null,null,null,null,null,null,null,-1,110,-109,-112]
[null,null,null,null,null,null,{"$f":"IF(A141<=0,\"\",E141+F141)","v":""},null,null,null,null,null,null,null,null,null,null,null,null,null,null,-1,111,-110,-113]
[null,null,null,null,null,null,"",null,null,null,null,null,null,null,null,null,null,null,null,null,null,-1,112,-111,-114]
[null,null,null,null,null,null,"",null,null,null,null,null,null,null,null,null,null,null,null,null,null,-1,113,-112,-115]
[null,null,null,null,null,null,"",null,null,null,null,null,null,null,null,null,null,null,null,null,null,-1,114,-113,-116]
[null,null,null,null,null,null,"",null,null,null,null,null,null,null,null,null,null,null,null,null,null,-1,115,-114,-117]
[null,null,null,null,null,null,"",null,null,null,null,null,null,null,null,null,null,null,null,null,null,-1,116,-115,-118]
[null,null,null,null,null,null,"",null,null,null,null,null,null,null,null,null,null,null,null,null,null,{"$f":"IF(AND(V146>=1,V146<47),V146+1,IF(X147=0,1,IF(V146=47,V146+1,-1)))","v":-1},{"$f":"IF(W146>=1,W146+1,IF(X147=0,1,-1))","v":117},-116,-119]
[null,null,null,null,null,null,"",null,null,null,null,null,null,null,null,null,null,null,null,null,null,-1,118,{"$f":"X147-1","v":-117},{"$f":"Y147-1","v":-120}]
[null,null,null,null,null,null,"",null,null,null,null,null,null,null,null,null,null,null,null,null,null,-1,119,-118,-121]
[null,null,null,null,null,null,"",null,null,null,null,null,null,null,null,null,null,null,null,null,null,-1,120,-119,-122]
[null,null,null,null,null,null,"",null,null,null,null,null,null,null,null,null,null,null,null,null,null,-1,121,-120,-123]
[null,null,null,null,null,null,"",null,null,null,null,null,null,null,null,null,null,null,null,null,null,-1,122,-121,-124]
[null,null,null,null,null,null,"",null,null,null,null,null,null,null,null,null,null,null,null,null,null,-1,123,-122,-125]
[null,null,null,null,null,null,"",null,null,null,null,null,null,null,null,null,null,null,null,null,null,-1,124,-123,-126]
[null,null,null,null,null,null,"",null,null,null,null,null,null,null,null,null,null,null,null,null,null,-1,125,-124,-127]
[null,null,null,null,null,null,"",null,null,null,null,null,null,null,null,null,null,null,null,null,null,-1,126,-125,-128]
[null,null,null,null,null,null,"",null,null,null,null,null,null,null,null,null,null,null,null,null,null,-1,127,-126,-129]
[null,null,null,null,null,null,"",null,null,null,null,null,null,null,null,null,null,null,null,null,null,-1,128,-127,-130]
[null,null,null,null,null,null,"",null,null,null,null,null,null,null,null,null,null,null,null,null,null,-1,129,-128,-131]
[null,null,null,null,null,null,"",null,null,null,null,null,null,null,null,null,null,null,null,null,null,-1,130,-129,-132]
[null,null,null,null,null,null,"",null,null,null,null,null,null,null,null,null,null,null,null,null,null,-1,131,-130,-133]
[null,null,null,null,null,null,"",null,null,null,null,null,null,null,null,null,null,null,null,null,null,-1,132,-131,-134]
[null,null,null,null,null,null,"",null,null,null,null,null,null,null,null,null,null,null,null,null,null,-1,133,-132,-135]
[null,null,null,null,null,null,"",null,null,null,null,null,null,null,null,null,null,null,null,null,null,-1,134,-133,-136]
[null,null,null,null,null,null,"",null,null,null,null,null,null,null,null,null,null,null,null,null,null,-1,135,-134,-137]
[null,null,null,null,null,null,"",null,null,null,null,null,null,null,null,null,null,null,null,null,null,-1,136,-135,-138]
[null,null,null,null,null,null,"",null,null,null,null,null,null,null,null,null,null,null,null,null,null,-1,137,-136,-139]
[null,null,null,null,null,null,"",null,null,null,null,null,null,null,null,null,null,null,null,null,null,-1,138,-137,-140]
[null,null,null,null,null,null,"",null,null,null,null,null,null,null,null,null,null,null,null,null,null,-1,139,-138,-141]
[null,null,null,null,null,null,"",null,null,null,null,null,null,null,null,null,null,null,null,null,null,-1,140,-139,-142]
[null,null,null,null,null,null,"",null,null,null,null,null,null,null,null,null,null,null,null,null,null,-1,141,-140,-143]
[null,null,null,null,null,null,"",null,null,null,null,null,null,null,null,null,null,null,null,null,null,-1,142,-141,-144]
[null,null,null,null,null,null,{"$f":"IF(A173<=0,\"\",E173+F173)","v":""},null,null,null,null,null,null,null,null,null,null,null,null,null,null,-1,143,-142,-145]
[null,null,null,null,null,null,"",null,null,null,null,null,null,null,null,null,null,null,null,null,null,-1,144,-143,-146]
[null,null,null,null,null,null,"",null,null,null,null,null,null,null,null,null,null,null,null,null,null,-1,145,-144,-147]
[null,null,null,null,null,null,"",null,null,null,null,null,null,null,null,null,null,null,null,null,null,-1,146,-145,-148]
[null,null,null,null,null,null,"",null,null,null,null,null,null,null,null,null,null,null,null,null,null,-1,147,-146,-149]
[null,null,null,null,null,null,"",null,null,null,null,null,null,null,null,null,null,null,null,null,null,-1,148,-147,-150]
[null,null,null,null,null,null,"",null,null,null,null,null,null,null,null,null,null,null,null,null,null,-1,149,-148,-151]
[null,null,null,null,null,null,"",null,null,null,null,null,null,null,null,null,null,null,null,null,null,-1,150,-149,-152]
[null,null,null,null,null,null,"",null,null,null,null,null,null,null,null,null,null,null,null,null,null,-1,151,-150,-153]
[null,null,null,null,null,null,"",null,null,null,null,null,null,null,null,null,null,null,null,null,null,-1,152,-151,-154]
[null,null,null,null,null,null,"",null,null,null,null,null,null,null,null,null,null,null,null,null,null,-1,153,-152,-155]
[null,null,null,null,null,null,"",null,null,null,null,null,null,null,null,null,null,null,null,null,null,-1,154,-153,-156]
[null,null,null,null,null,null,"",null,null,null,null,null,null,null,null,null,null,null,null,null,null,-1,155,-154,-157]
[null,null,null,null,null,null,"",null,null,null,null,null,null,null,null,null,null,null,null,null,null,-1,156,-155,-158]
[null,null,null,null,null,null,"",null,null,null,null,null,null,null,null,null,null,null,null,null,null,-1,157,-156,-159]
[null,null,null,null,null,null,"",null,null,null,null,null,null,null,null,null,null,null,null,null,null,-1,158,-157,-160]
[null,null,null,null,null,null,"",null,null,null,null,null,null,null,null,null,null,null,null,null,null,-1,159,-158,-161]
[null,null,null,null,null,null,"",null,null,null,null,null,null,null,null,null,null,null,null,null,null,-1,160,-159,-162]
[null,null,null,null,null,null,"",null,null,null,null,null,null,null,null,null,null,null,null,null,null,-1,161,-160,-163]
[null,null,null,null,null,null,"",null,null,null,null,null,null,null,null,null,null,null,null,null,null,-1,162,-161,-164]
[null,null,null,null,null,null,"",null,null,null,null,null,null,null,null,null,null,null,null,null,null,-1,163,-162,-165]
[null,null,null,null,null,null,"",null,null,null,null,null,null,null,null,null,null,null,null,null,null,-1,164,-163,-166]
[null,null,null,null,null,null,"",null,null,null,null,null,null,null,null,null,null,null,null,null,null,-1,165,-164,-167]
[null,null,null,null,null,null,"",null,null,null,null,null,null,null,null,null,null,null,null,null,null,-1,166,-165,-168]
[null,null,null,null,null,null,"",null,null,null,null,null,null,null,null,null,null,null,null,null,null,-1,167,-166,-169]
[null,null,null,null,null,null,"",null,null,null,null,null,null,null,null,null,null,null,null,null,null,-1,168,-167,-170]
[null,null,null,null,null,null,"",null,null,null,null,null,null,null,null,null,null,null,null,null,null,-1,169,-168,-171]
[null,null,null,null,null,null,"",null,null,null,null,null,null,null,null,null,null,null,null,null,null,-1,170,-169,-172]
[null,null,null,null,null,null,"",null,null,null,null,null,null,null,null,null,null,null,null,null,null,-1,171,-170,-173]
[null,null,null,null,null,null,"",null,null,null,null,null,null,null,null,null,null,null,null,null,null,-1,172,-171,-174]
[null,null,null,null,null,null,"",null,null,null,null,null,null,null,null,null,null,null,null,null,null,-1,173,-172,-175]
[null,null,null,null,null,null,"",null,null,null,null,null,null,null,null,null,null,null,null,null,null,-1,174,-173,-176]
[null,null,null,null,null,null,{"$f":"IF(A205<=0,\"\",E205+F205)","v":""},null,null,null,null,null,null,null,null,null,null,null,null,null,null,-1,175,-174,-177]
[null,null,null,null,null,null,"",null,null,null,null,null,null,null,null,null,null,null,null,null,null,-1,176,-175,-178]
[null,null,null,null,null,null,"",null,null,null,null,null,null,null,null,null,null,null,null,null,null,-1,177,-176,-179]
[null,null,null,null,null,null,"",null,null,null,null,null,null,null,null,null,null,null,null,null,null,-1,178,-177,-180]
[null,null,null,null,null,null,"",null,null,null,null,null,null,null,null,null,null,null,null,null,null,-1,179,-178,-181]
[null,null,null,null,null,null,"",null,null,null,null,null,null,null,null,null,null,null,null,null,null,-1,180,-179,-182]
[null,null,null,null,null,null,"",null,null,null,null,null,null,null,null,null,null,null,null,null,null,{"$f":"IF(AND(V210>=1,V210<47),V210+1,IF(X211=0,1,IF(V210=47,V210+1,-1)))","v":-1},{"$f":"IF(W210>=1,W210+1,IF(X211=0,1,-1))","v":181},-180,-183]
[null,null,null,null,null,null,"",null,null,null,null,null,null,null,null,null,null,null,null,null,null,-1,182,{"$f":"X211-1","v":-181},{"$f":"Y211-1","v":-184}]
[null,null,null,null,null,null,"",null,null,null,null,null,null,null,null,null,null,null,null,null,null,-1,183,-182,-185]
[null,null,null,null,null,null,"",null,null,null,null,null,null,null,null,null,null,null,null,null,null,-1,184,-183,-186]
[null,null,null,null,null,null,"",null,null,null,null,null,null,null,null,null,null,null,null,null,null,-1,185,-184,-187]
[null,null,null,null,null,null,"",null,null,null,null,null,null,null,null,null,null,null,null,null,null,-1,186,-185,-188]
[null,null,null,null,null,null,"",null,null,null,null,null,null,null,null,null,null,null,null,null,null,-1,187,-186,-189]
[null,null,null,null,null,null,"",null,null,null,null,null,null,null,null,null,null,null,null,null,null,-1,188,-187,-190]
[null,null,null,null,null,null,"",null,null,null,null,null,null,null,null,null,null,null,null,null,null,-1,189,-188,-191]
[null,null,null,null,null,null,"",null,null,null,null,null,null,null,null,null,null,null,null,null,null,-1,190,-189,-192]
[null,null,null,null,null,null,"",null,null,null,null,null,null,null,null,null,null,null,null,null,null,-1,191,-190,-193]
[null,null,null,null,null,null,"",null,null,null,null,null,null,null,null,null,null,null,null,null,null,-1,192,-191,-194]
[null,null,null,null,null,null,"",null,null,null,null,null,null,null,null,null,null,null,null,null,null,-1,193,-192,-195]
[null,null,null,null,null,null,"",null,null,null,null,null,null,null,null,null,null,null,null,null,null,-1,194,-193,-196]
[null,null,null,null,null,null,"",null,null,null,null,null,null,null,null,null,null,null,null,null,null,-1,195,-194,-197]
[null,null,null,null,null,null,"",null,null,null,null,null,null,null,null,null,null,null,null,null,null,-1,196,-195,-198]
[null,null,null,null,null,null,"",null,null,null,null,null,null,null,null,null,null,null,null,null,null,-1,197,-196,-199]
[null,null,null,null,null,null,"",null,null,null,null,null,null,null,null,null,null,null,null,null,null,-1,198,-197,-200]
[null,null,null,null,null,null,"",null,null,null,null,null,null,null,null,null,null,null,null,null,null,-1,199,-198,-201]
[null,null,null,null,null,null,"",null,null,null,null,null,null,null,null,null,null,null,null,null,null,-1,200,-199,-202]
[null,null,null,null,null,null,"",null,null,null,null,null,null,null,null,null,null,null,null,null,null,-1,201,-200,-203]
[null,null,null,null,null,null,"",null,null,null,null,null,null,null,null,null,null,null,null,null,null,-1,202,-201,-204]
[null,null,null,null,null,null,"",null,null,null,null,null,null,null,null,null,null,null,null,null,null,-1,203,-202,-205]
[null,null,null,null,null,null,"",null,null,null,null,null,null,null,null,null,null,null,null,null,null,-1,204,-203,-206]
[null,null,null,null,null,null,"",null,null,null,null,null,null,null,null,null,null,null,null,null,null,-1,205,-204,-207]
[null,null,null,null,null,null,"",null,null,null,null,null,null,null,null,null,null,null,null,null,null,-1,206,-205,-208]
[null,null,null,null,null,null,{"$f":"IF(A237<=0,\"\",E237+F237)","v":""},null,null,null,null,null,null,null,null,null,null,null,null,null,null,-1,207,-206,-209]
[null,null,null,null,null,null,"",null,null,null,null,null,null,null,null,null,null,null,null,null,null,-1,208,-207,-210]
[null,null,null,null,null,null,"",null,null,null,null,null,null,null,null,null,null,null,null,null,null,-1,209,-208,-211]
[null,null,null,null,null,null,"",null,null,null,null,null,null,null,null,null,null,null,null,null,null,-1,210,-209,-212]
[null,null,null,null,null,null,"",null,null,null,null,null,null,null,null,null,null,null,null,null,null,-1,211,-210,-213]
[null,null,null,null,null,null,"",null,null,null,null,null,null,null,null,null,null,null,null,null,null,-1,212,-211,-214]
[null,null,null,null,null,null,"",null,null,null,null,null,null,null,null,null,null,null,null,null,null,-1,213,-212,-215]
[null,null,null,null,null,null,"",null,null,null,null,null,null,null,null,null,null,null,null,null,null,-1,214,-213,-216]
[null,null,null,null,null,null,"",null,null,null,null,null,null,null,null,null,null,null,null,null,null,-1,215,-214,-217]
[null,null,null,null,null,null,"",null,null,null,null,null,null,null,null,null,null,null,null,null,null,-1,216,-215,-218]
[null,null,null,null,null,null,"",null,null,null,null,null,null,null,null,null,null,null,null,null,null,-1,217,-216,-219]
[null,null,null,null,null,null,"",null,null,null,null,null,null,null,null,null,null,null,null,null,null,-1,218,-217,-220]
[null,null,null,null,null,null,"",null,null,null,null,null,null,null,null,null,null,null,null,null,null,-1,219,-218,-221]
[null,null,null,null,null,null,"",null,null,null,null,null,null,null,null,null,null,null,null,null,null,-1,220,-219,-222]
[null,null,null,null,null,null,"",null,null,null,null,null,null,null,null,null,null,null,null,null,null,-1,221,-220,-223]
[null,null,null,null,null,null,"",null,null,null,null,null,null,null,null,null,null,null,null,null,null,-1,222,-221,-224]
[null,null,null,null,null,null,"",null,null,null,null,null,null,null,null,null,null,null,null,null,null,-1,223,-222,-225]
[null,null,null,null,null,null,"",null,null,null,null,null,null,null,null,null,null,null,null,null,null,-1,224,-223,-226]
[null,null,null,null,null,null,"",null,null,null,null,null,null,null,null,null,null,null,null,null,null,-1,225,-224,-227]
[null,null,null,null,null,null,"",null,null,null,null,null,null,null,null,null,null,null,null,null,null,-1,226,-225,-228]
[null,null,null,null,null,null,"",null,null,null,null,null,null,null,null,null,null,null,null,null,null,-1,227,-226,-229]
[null,null,null,null,null,null,"",null,null,null,null,null,null,null,null,null,null,null,null,null,null,-1,228,-227,-230]
[null,null,null,null,null,null,"",null,null,null,null,null,null,null,null,null,null,null,null,null,null,-1,229,-228,-231]
[null,null,null,null,null,null,"",null,null,null,null,null,null,null,null,null,null,null,null,null,null,-1,230,-229,-232]
[null,null,null,null,null,null,"",null,null,null,null,null,null,null,null,null,null,null,null,null,null,-1,231,-230,-233]
[null,null,null,null,null,null,"",null,null,null,null,null,null,null,null,null,null,null,null,null,null,-1,232,-231,-234]
[null,null,null,null,null,null,"",null,null,null,null,null,null,null,null,null,null,null,null,null,null,-1,233,-232,-235]
[null,null,null,null,null,null,"",null,null,null,null,null,null,null,null,null,null,null,null,null,null,-1,234,-233,-236]
[null,null,null,null,null,null,"",null,null,null,null,null,null,null,null,null,null,null,null,null,null,-1,235,-234,-237]
[null,null,null,null,null,null,"",null,null,null,null,null,null,null,null,null,null,null,null,null,null,-1,236,-235,-238]
[null,null,null,null,null,null,"",null,null,null,null,null,null,null,null,null,null,null,null,null,null,-1,237,-236,-239]
[null,null,null,null,null,null,"",null,null,null,null,null,null,null,null,null,null,null,null,null,null,-1,238,-237,-240]
[null,null,null,null,null,null,{"$f":"IF(A269<=0,\"\",E269+F269)","v":""},null,null,null,null,null,null,null,null,null,null,null,null,null,null,-1,239,-238,-241]
[null,null,null,null,null,null,"",null,null,null,null,null,null,null,null,null,null,null,null,null,null,-1,240,-239,-242]
[null,null,null,null,null,null,"",null,null,null,null,null,null,null,null,null,null,null,null,null,null,-1,241,-240,-243]
[null,null,null,null,null,null,"",null,null,null,null,null,null,null,null,null,null,null,null,null,null,-1,242,-241,-244]
[null,null,null,null,null,null,"",null,null,null,null,null,null,null,null,null,null,null,null,null,null,-1,243,-242,-245]
[null,null,null,null,null,null,"",null,null,null,null,null,null,null,null,null,null,null,null,null,null,-1,244,-243,-246]
[null,null,null,null,null,null,"",null,null,null,null,null,null,null,null,null,null,null,null,null,null,{"$f":"IF(AND(V274>=1,V274<47),V274+1,IF(X275=0,1,IF(V274=47,V274+1,-1)))","v":-1},{"$f":"IF(W274>=1,W274+1,IF(X275=0,1,-1))","v":245},-244,-247]
[null,null,null,null,null,null,"",null,null,null,null,null,null,null,null,null,null,null,null,null,null,-1,246,{"$f":"X275-1","v":-245},{"$f":"Y275-1","v":-248}]
[null,null,null,null,null,null,"",null,null,null,null,null,null,null,null,null,null,null,null,null,null,-1,247,-246,-249]
[null,null,null,null,null,null,"",null,null,null,null,null,null,null,null,null,null,null,null,null,null,-1,248,-247,-250]
[null,null,null,null,null,null,"",null,null,null,null,null,null,null,null,null,null,null,null,null,null,-1,249,-248,-251]
[null,null,null,null,null,null,"",null,null,null,null,null,null,null,null,null,null,null,null,null,null,-1,250,-249,-252]
[null,null,null,null,null,null,"",null,null,null,null,null,null,null,null,null,null,null,null,null,null,-1,251,-250,-253]
[null,null,null,null,null,null,"",null,null,null,null,null,null,null,null,null,null,null,null,null,null,-1,252,-251,-254]
[null,null,null,null,null,null,"",null,null,null,null,null,null,null,null,null,null,null,null,null,null,-1,253,-252,-255]
[null,null,null,null,null,null,"",null,null,null,null,null,null,null,null,null,null,null,null,null,null,-1,254,-253,-256]
[null,null,null,null,null,null,"",null,null,null,null,null,null,null,null,null,null,null,null,null,null,-1,255,-254,-257]
[null,null,null,null,null,null,"",null,null,null,null,null,null,null,null,null,null,null,null,null,null,-1,256,-255,-258]
[null,null,null,null,null,null,"",null,null,null,null,null,null,null,null,null,null,null,null,null,null,-1,257,-256,-259]
[null,null,null,null,null,null,"",null,null,null,null,null,null,null,null,null,null,null,null,null,null,-1,258,-257,-260]
[null,null,null,null,null,null,"",null,null,null,null,null,null,null,null,null,null,null,null,null,null,-1,259,-258,-261]
[null,null,null,null,null,null,"",null,null,null,null,null,null,null,null,null,null,null,null,null,null,-1,260,-259,-262]
[null,null,null,null,null,null,"",null,null,null,null,null,null,null,null,null,null,null,null,null,null,-1,261,-260,-263]
[null,null,null,null,null,null,"",null,null,null,null,null,null,null,null,null,null,null,null,null,null,-1,262,-261,-264]
[null,null,null,null,null,null,"",null,null,null,null,null,null,null,null,null,null,null,null,null,null,-1,263,-262,-265]
[null,null,null,null,null,null,"",null,null,null,null,null,null,null,null,null,null,null,null,null,null,-1,264,-263,-266]
[null,null,null,null,null,null,"",null,null,null,null,null,null,null,null,null,null,null,null,null,null,-1,265,-264,-267]
[null,null,null,null,null,null,"",null,null,null,null,null,null,null,null,null,null,null,null,null,null,-1,266,-265,-268]
[null,null,null,null,null,null,"",null,null,null,null,null,null,null,null,null,null,null,null,null,null,-1,267,-266,-269]
[null,null,null,null,null,null,"",null,null,null,null,null,null,null,null,null,null,null,null,null,null,-1,268,-267,-270]
[null,null,null,null,null,null,"",null,null,null,null,null,null,null,null,null,null,null,null,null,null,-1,269,-268,-271]
[null,null,null,null,null,null,"",null,null,null,null,null,null,null,null,null,null,null,null,null,null,-1,270,-269,-272]
[null,null,null,null,null,null,{"$f":"IF(A301<=0,\"\",E301+F301)","v":""},null,null,null,null,null,null,null,null,null,null,null,null,null,null,-1,271,-270,-273]
[null,null,null,null,null,null,"",null,null,null,null,null,null,null,null,null,null,null,null,null,null,-1,272,-271,-274]
[null,null,null,null,null,null,"",null,null,null,null,null,null,null,null,null,null,null,null,null,null,-1,273,-272,-275]
[null,null,null,null,null,null,"",null,null,null,null,null,null,null,null,null,null,null,null,null,null,-1,274,-273,-276]
[null,null,null,null,null,null,"",null,null,null,null,null,null,null,null,null,null,null,null,null,null,-1,275,-274,-277]
[null,null,null,null,null,null,"",null,null,null,null,null,null,null,null,null,null,null,null,null,null,-1,276,-275,-278]
[null,null,null,null,null,null,"",null,null,null,null,null,null,null,null,null,null,null,null,null,null,-1,277,-276,-279]
[null,null,null,null,null,null,"",null,null,null,null,null,null,null,null,null,null,null,null,null,null,-1,278,-277,-280]
[null,null,null,null,null,null,"",null,null,null,null,null,null,null,null,null,null,null,null,null,null,-1,279,-278,-281]
[null,null,null,null,null,null,"",null,null,null,null,null,null,null,null,null,null,null,null,null,null,-1,280,-279,-282]
[null,null,null,null,null,null,"",null,null,null,null,null,null,null,null,null,null,null,null,null,null,-1,281,-280,-283]
[null,null,null,null,null,null,"",null,null,null,null,null,null,null,null,null,null,null,null,null,null,-1,282,-281,-284]
[null,null,null,null,null,null,"",null,null,null,null,null,null,null,null,null,null,null,null,null,null,-1,283,-282,-285]
[null,null,null,null,null,null,"",null,null,null,null,null,null,null,null,null,null,null,null,null,null,-1,284,-283,-286]
[null,null,null,null,null,null,"",null,null,null,null,null,null,null,null,null,null,null,null,null,null,-1,285,-284,-287]
[null,null,null,null,null,null,"",null,null,null,null,null,null,null,null,null,null,null,null,null,null,-1,286,-285,-288]
[null,null,null,null,null,null,"",null,null,null,null,null,null,null,null,null,null,null,null,null,null,-1,287,-286,-289]
[null,null,null,null,null,null,null,null,null,null,null,null,null,null,null,null,null,null,null,null,null,-1,288,-287,-290]