{"text_format":"1","workbook":"xlsx","n_sheets":19,"sheets":["README","Cumulative Volume- Imperial","Cumulative Volume- Metric","C-4HD-Imperial","100HD-Imperial","150XLHD-Imperial","180HD-Imperial","280HD-Imperial","360HD-Imperial","300HD-Imperial","902HD-Imperial","C-4HD-Metric","100HD-Metric","150XLHD-Metric","180HD-Metric","280HD-Metric","330XLHD-Metric","360HD-Metric","902HD-Metric"],"not_rendered":{"charts":0,"images":4,"macros":1,"external_links":0,"defined_names":50,"comments":4,"pivot_tables":0},"unopened":[],"bounds":{"document_bytes":16777216,"sheet_cells":100000,"rows_first":2000,"rows_last":500,"rows_between":2000,"halvings":0,"cell_chars":16384,"cell_head_chars":4096},"cells_cut":0,"cells_raw":0,"read":"whole","date_system":"1900"}

{"sheet":"README","index":0,"n_rows":70,"n_cols":2,"rows_kept":70,"cut":false,"hidden":true,"merged":[[0,0,0,6],[89,2,89,12],[90,2,90,12],[100,2,100,12],[101,2,101,12],[92,2,92,12],[94,2,94,12],[95,2,95,12],[97,2,97,12],[98,2,98,12],[99,2,99,12],[83,2,83,12],[84,2,84,12],[85,2,85,12],[87,2,87,12],[88,2,88,12],[75,2,75,12],[76,2,76,12],[79,3,79,12],[80,3,80,12],[82,2,82,12],[69,0,69,12],[73,0,73,12],[53,0,53,1],[50,0,50,1],[31,1,31,12],[34,1,34,12],[47,1,47,12],[63,0,63,12]]}
[]
["CULTEC Incremental Storage Calculator "]
["Version 10/23 StormGenie"]
[]
["How to Use the Incremental Storage Calculator"]
[1,"Save a Master Copy"]
[null,"Be sure to keep this initial version as a master copy without user input adjustments."]
[null,"Do a \"SAVE AS\" of  this workbook with a filename which is a unique name to save the integrity of the master file copy each time you use it.  "]
[]
[2,"Project Information Section"]
[null,"Fill the Project Name and Location"]
[]
[3,"Date"]
[null,"Fill in the date that the report is created"]
[]
[4,"Select Chamber Model"]
[null,"Select the chamber model from the drop-down list you'd like to use"]
[]
[5,"Number of Rows"]
[null,"Fill in the number of rows of chambers you are proposing for your design"]
[]
[6,"Total Number of Chambers"]
[null,"Fill in the total number of chambers proposed for the entire system"]
[]
[7,"HVLV Feed Connectors"]
[null,"Fill in the total number of feed connectors proposed for the entire system"]
[]
[8,"Stone Void"]
[null,"Industry standard is 40%. You may adjust this percentage as needed."]
[]
[9,"Stone Base"]
[null,"The Recharger 902HD requires a minimum of 9\" (223 mm) stone below the chamber. All our other chambers require a minimum of 6\" (152 mm) stone below the chamber. Increasing the stone below the chamber increases the storage provided within the stone, however, it may be more cost effective to use a larger model. "]
[]
[10,"Stone Above Units"]
[null,"The Recharger 902HD requires a minimum of 12\" (305 mm) stone above the chamber. All our other chambers require a minimum of 6\" (152 mm) stone above the chamber. Increasing the stone above the chamber increases the storage provided within the stone, however, it may be more cost effective to use a larger model. "]
[]
[11,"Area"]
[null,"Fill in the area taken from proposed layout created within AutoCAD®."]
[]
[12,"Base of Elevation"]
[null,"Input the stone base elevation of the proposed stormwater system."]
[]
["Additional Notes"]
[1,"Reconfiguring the bed layout may effect actual storage provided."]
[]
[2,"Storage calculations include the storage provided by the stone border surrounding the perimeter of the bed."]
[]
[3,"The model specific web pages have additional information such as CAD and PDF details, spec information, and submittal packages.  Brochures, installation instructions and other design tools are also available on the DOWNLOADS page of www.cultec.com."]
[]
["Helpful Links:"]
["www.cultec.com"]
["StormGenie@cultec.com"]
["Contactor & Recharger Models"]
["DOWNLOADS page"]
[]
["Published by"]
["CULTEC"]
["P.O. Box 280"]
["878 Federal Road"]
["Brookfield, CT 06804 USA"]
["www.cultec.com"]
[]
["Contact Information"]
["For general information on our products and services, please contact our offices within the United States at 1(800)428-5832, (203)775-4416 , or e-mail us at CT-CustomerService@cultec.com"]
[]
["For technical support, please call (203)775-4416 Ext. 203 or e-mail StormGenie@cultec.com."]
[]
["Copyright Notice"]
["©2023 CULTEC. All rights reserved. Created in the USA."]
["This program and any accompanying CULTEC products are copyrighted by CULTEC. Any reproduction and/or distribution without prior written consent from CULTEC is strictly prohibited. "]

{"sheet":"Cumulative Volume- Imperial","index":1,"n_rows":150,"n_cols":15,"rows_kept":150,"cut":false,"hidden":false,"merged":[[10,11,10,12],[11,0,11,1],[12,0,12,1],[13,0,13,1],[14,0,14,1],[18,0,18,5],[15,4,16,5],[19,0,19,5],[8,0,8,1],[9,0,9,1],[10,0,10,1],[15,0,15,1],[3,1,3,5],[4,1,4,5],[5,1,5,5],[6,1,6,5],[0,0,0,5]]}
[{"$error":"#VALUE!"}]
["Date:","2023-01-01",null,null,null,"Click for Metric"]
["PROJECT INFORMATION"]
["Project Name: ","ABC Test Project"]
["City:","Anytown"]
["State / Province: ","CT"]
["Country: ","USA"]
[]
["Chamber Model:",null,"Recharger 300HD"]
["Number of Rows:",null,1,"units"]
["Total Number of Chambers:",null,1,"units",null,null,null,null,null,null,null,{"$f":"IF(C9=\"Contactor 100HD\",\"HVLV SFCx2 Feed Connectors:\",IF(C9=\"Recharger 902HD\",\"HVLV FC-48 Feed Connectors:\",IF(C9=\"Recharger 360HD\",\"HVLV FC-48 Feed Connectors:\",IF(C9=\"Contactor Field Drain C-4HD\",\"\",\"HVLV FC-24 Feed Connectors:\"))))","v":"HVLV FC-24 Feed Connectors:"},null,0,{"$f":"IF(C9=\"Contactor Field Drain C-4HD\",\"\",\"units\")","v":"units"}]
["Stone Void:",null,40,"%"]
["Stone Base:",null,9,"inches",{"$f":"IF(AND(C9=\"Recharger 902HD\",C13<9),\"Min. of 9 Inches Required\",IF(C13<6,\"Min. of 6 Inches Required\",\"\"))","v":""}]
["Stone Above Units:",null,12,"inches",{"$f":"IF(AND(C9=\"Recharger 902HD\",C14<12),\"Min. of 12 Inches Required\",IF(C14<6,\"Min. of 6 Inches Required\",\"\"))","v":""}]
["Area:",null,67,"ft2",{"$f":"(ROUNDDOWN(IF(C9=\"Contactor 100HD\",'100HD-Imperial'!G22,IF(C9=\"Recharger 150XLHD\",'150XLHD-Imperial'!G22,IF(C9=\"Recharger 280HD\",'280HD-Imperial'!G22,IF(C9=\"Recharger 300HD\",'300HD-Imperial'!J22,IF(C9=\"Recharger 360HD\",'360HD-Imperial'!J22,IF(C9=\"Recharger 902HD\",'902HD-Imperial'!J22,IF($C$9=\"Contactor Field Drain C-4HD\",'C-4HD-Imperial'!E21,IF($C$9=\"Recharger 180HD\",'180HD-Imperial'!G22,0)))))))),2))","v":66.77},"Min. Area Required "]
["Base of Stone Elevation:",null,0,"ft","Note: Min. Area Required is based on 12\" around the system and typ. spacing"]
[]
[]
[{"$f":"B4","v":"ABC Test Project"}]
[{"$f":"C9 & \" Incremental Storage Volumes\"","v":"Recharger 300HD Incremental Storage Volumes"}]
["Height of System",{"$f":"IF(C9=\"R-902HD\",\"Chamber & End Cap Volume\", IF(C9=\"R-360HD\", Chamber & End Cap Volume,\"Chamber Volume\"))","v":"Chamber Volume"},"Stone Volume","Cumulative Storage Volume","Total Cumulative Storage Volume","Elevation",null,null,null,null,null,{"$f":"IF(C9=\"Contactor Field Drain C-4HD\",\"\",\"HVLV Feed Connector Volume\")","v":"HVLV Feed Connector Volume"}]
["in","ft3","ft3","ft3","ft3","ft",null,null,null,null,null,{"$f":"IF(C9=\"Contactor Field Drain C-4HD\",\"\",\"ft3\")","v":"ft3"}]
[{"$f":"IF($C$9=\"Contactor 100HD\",'100HD-Imperial'!A29,IF($C$9=\"Recharger 150XLHD\",'150XLHD-Imperial'!A29,IF($C$9=\"Recharger 280HD\",'280HD-Imperial'!A29,IF($C$9=\"Recharger 300HD\",'300HD-Imperial'!A29,IF($C$9=\"Recharger 360HD\",'360HD-Imperial'!A29,IF($C$9=\"Recharger 902HD\",'902HD-Imperial'!A29,IF($C$9=\"Contactor Field Drain C-4HD\",'C-4HD-Imperial'!A29,IF($C$9=\"Recharger 180HD\",'180HD-Imperial'!A29,0))))))))","v":51},{"$f":"IF($C$9=\"Contactor 100HD\",'100HD-Imperial'!D29,IF($C$9=\"Recharger 150XLHD\",'150XLHD-Imperial'!D29,IF($C$9=\"Recharger 280HD\",'280HD-Imperial'!D29,IF($C$9=\"Recharger 300HD\",'300HD-Imperial'!G29,IF($C$9=\"Recharger 360HD\",'360HD-Imperial'!G29,IF($C$9=\"Recharger 902HD\",'902HD-Imperial'!G29,IF($C$9=\"Contactor Field Drain C-4HD\",'C-4HD-Imperial'!C29,IF($C$9=\"Recharger 180HD\",'180HD-Imperial'!D29,0))))))))","v":0},{"$f":"IF($C$9=\"Contactor 100HD\",'100HD-Imperial'!F29,IF($C$9=\"Recharger 150XLHD\",'150XLHD-Imperial'!F29,IF($C$9=\"Recharger 280HD\",'280HD-Imperial'!F29,IF($C$9=\"Recharger 300HD\",'300HD-Imperial'!I29,IF($C$9=\"Recharger 360HD\",'360HD-Imperial'!I29,IF($C$9=\"Recharger 902HD\",'902HD-Imperial'!I29,IF($C$9=\"Contactor Field Drain C-4HD\",'C-4HD-Imperial'!D29,IF($C$9=\"Recharger 180HD\",'180HD-Imperial'!F29,0))))))))","v":2.2256944444444442},{"$f":"IF($C$9=\"Contactor 100HD\",'100HD-Imperial'!G29,IF($C$9=\"Recharger 150XLHD\",'150XLHD-Imperial'!G29,IF($C$9=\"Recharger 280HD\",'280HD-Imperial'!G29,IF($C$9=\"Recharger 300HD\",'300HD-Imperial'!J29,IF($C$9=\"Recharger 360HD\",'360HD-Imperial'!J29,IF($C$9=\"Recharger 902HD\",'902HD-Imperial'!J29,IF($C$9=\"Contactor Field Drain C-4HD\",'C-4HD-Imperial'!E29,IF($C$9=\"Recharger 180HD\",'180HD-Imperial'!G29,0))))))))","v":2.2256944444444442},{"$f":"IF($C$9=\"Contactor 100HD\",'100HD-Imperial'!H29,IF($C$9=\"Recharger 150XLHD\",'150XLHD-Imperial'!H29,IF($C$9=\"Recharger 280HD\",'280HD-Imperial'!H29,IF($C$9=\"Recharger 300HD\",'300HD-Imperial'!K29,IF($C$9=\"Recharger 360HD\",'360HD-Imperial'!K29,IF($C$9=\"Recharger 902HD\",'902HD-Imperial'!K29,IF($C$9=\"Contactor Field Drain C-4HD\",'C-4HD-Imperial'!F29,IF($C$9=\"Recharger 180HD\",'180HD-Imperial'!H29,0))))))))","v":153.36618011866682},{"$f":"IF($C$9=\"Contactor 100HD\",'100HD-Imperial'!I29,IF($C$9=\"Recharger 150XLHD\",'150XLHD-Imperial'!I29,IF($C$9=\"Recharger 280HD\",'280HD-Imperial'!I29,IF($C$9=\"Recharger 300HD\",'300HD-Imperial'!L29,IF($C$9=\"Recharger 360HD\",'360HD-Imperial'!L29,IF($C$9=\"Recharger 902HD\",'902HD-Imperial'!L29,IF($C$9=\"Contactor Field Drain C-4HD\",'C-4HD-Imperial'!G29,IF($C$9=\"Recharger 180HD\",'180HD-Imperial'!I29,0))))))))","v":4.25},null,null,null,null,null,{"$f":"IF($C$9=\"Contactor 100HD\",'100HD-Imperial'!E29,IF($C$9=\"Recharger 150XLHD\",'150XLHD-Imperial'!E29,IF($C$9=\"Recharger 280HD\",'280HD-Imperial'!E29,IF($C$9=\"Recharger 300HD\",#REF!,IF($C$9=\"Recharger 360HD\",'360HD-Imperial'!H29,IF($C$9=\"Recharger 902HD\",'902HD-Imperial'!H29,IF($C$9=\"Recharger 180HD\",'180HD-Imperial'!C29,\"\")))))))","v":{"$error":"#REF!"}}]
[{"$f":"IF($C$9=\"Contactor 100HD\",'100HD-Imperial'!A30,IF($C$9=\"Recharger 150XLHD\",'150XLHD-Imperial'!A30,IF($C$9=\"Recharger 280HD\",'280HD-Imperial'!A30,IF($C$9=\"Recharger 300HD\",'300HD-Imperial'!A30,IF($C$9=\"Recharger 360HD\",'360HD-Imperial'!A30,IF($C$9=\"Recharger 902HD\",'902HD-Imperial'!A30,IF($C$9=\"Contactor Field Drain C-4HD\",'C-4HD-Imperial'!A30,IF($C$9=\"Recharger 180HD\",'180HD-Imperial'!A30,0))))))))","v":50},{"$f":"IF($C$9=\"Contactor 100HD\",'100HD-Imperial'!D30,IF($C$9=\"Recharger 150XLHD\",'150XLHD-Imperial'!D30,IF($C$9=\"Recharger 280HD\",'280HD-Imperial'!D30,IF($C$9=\"Recharger 300HD\",'300HD-Imperial'!G30,IF($C$9=\"Recharger 360HD\",'360HD-Imperial'!G30,IF($C$9=\"Recharger 902HD\",'902HD-Imperial'!G30,IF($C$9=\"Contactor Field Drain C-4HD\",'C-4HD-Imperial'!C30,IF($C$9=\"Recharger 180HD\",'180HD-Imperial'!D30,0))))))))","v":0},{"$f":"IF($C$9=\"Contactor 100HD\",'100HD-Imperial'!F30,IF($C$9=\"Recharger 150XLHD\",'150XLHD-Imperial'!F30,IF($C$9=\"Recharger 280HD\",'280HD-Imperial'!F30,IF($C$9=\"Recharger 300HD\",'300HD-Imperial'!I30,IF($C$9=\"Recharger 360HD\",'360HD-Imperial'!I30,IF($C$9=\"Recharger 902HD\",'902HD-Imperial'!I30,IF($C$9=\"Contactor Field Drain C-4HD\",'C-4HD-Imperial'!D30,IF($C$9=\"Recharger 180HD\",'180HD-Imperial'!F30,0))))))))","v":2.2256944444444442},{"$f":"IF($C$9=\"Contactor 100HD\",'100HD-Imperial'!G30,IF($C$9=\"Recharger 150XLHD\",'150XLHD-Imperial'!G30,IF($C$9=\"Recharger 280HD\",'280HD-Imperial'!G30,IF($C$9=\"Recharger 300HD\",'300HD-Imperial'!J30,IF($C$9=\"Recharger 360HD\",'360HD-Imperial'!J30,IF($C$9=\"Recharger 902HD\",'902HD-Imperial'!J30,IF($C$9=\"Contactor Field Drain C-4HD\",'C-4HD-Imperial'!E30,IF($C$9=\"Recharger 180HD\",'180HD-Imperial'!G30,0))))))))","v":2.2256944444444442},{"$f":"IF($C$9=\"Contactor 100HD\",'100HD-Imperial'!H30,IF($C$9=\"Recharger 150XLHD\",'150XLHD-Imperial'!H30,IF($C$9=\"Recharger 280HD\",'280HD-Imperial'!H30,IF($C$9=\"Recharger 300HD\",'300HD-Imperial'!K30,IF($C$9=\"Recharger 360HD\",'360HD-Imperial'!K30,IF($C$9=\"Recharger 902HD\",'902HD-Imperial'!K30,IF($C$9=\"Contactor Field Drain C-4HD\",'C-4HD-Imperial'!F30,IF($C$9=\"Recharger 180HD\",'180HD-Imperial'!H30,0))))))))","v":151.14048567422236},{"$f":"IF($C$9=\"Contactor 100HD\",'100HD-Imperial'!I30,IF($C$9=\"Recharger 150XLHD\",'150XLHD-Imperial'!I30,IF($C$9=\"Recharger 280HD\",'280HD-Imperial'!I30,IF($C$9=\"Recharger 300HD\",'300HD-Imperial'!L30,IF($C$9=\"Recharger 360HD\",'360HD-Imperial'!L30,IF($C$9=\"Recharger 902HD\",'902HD-Imperial'!L30,IF($C$9=\"Contactor Field Drain C-4HD\",'C-4HD-Imperial'!G30,IF($C$9=\"Recharger 180HD\",'180HD-Imperial'!I30,0))))))))","v":4.17},null,null,null,null,null,{"$f":"IF($C$9=\"Contactor 100HD\",'100HD-Imperial'!E30,IF($C$9=\"Recharger 150XLHD\",'150XLHD-Imperial'!E30,IF($C$9=\"Recharger 280HD\",'280HD-Imperial'!E30,IF($C$9=\"Recharger 300HD\",#REF!,IF($C$9=\"Recharger 360HD\",'360HD-Imperial'!H30,IF($C$9=\"Recharger 902HD\",'902HD-Imperial'!H30,IF($C$9=\"Recharger 180HD\",'180HD-Imperial'!C30,\"\")))))))","v":{"$error":"#REF!"}}]
[{"$f":"IF($C$9=\"Contactor 100HD\",'100HD-Imperial'!A31,IF($C$9=\"Recharger 150XLHD\",'150XLHD-Imperial'!A31,IF($C$9=\"Recharger 280HD\",'280HD-Imperial'!A31,IF($C$9=\"Recharger 300HD\",'300HD-Imperial'!A31,IF($C$9=\"Recharger 360HD\",'360HD-Imperial'!A31,IF($C$9=\"Recharger 902HD\",'902HD-Imperial'!A31,IF($C$9=\"Contactor Field Drain C-4HD\",'C-4HD-Imperial'!A31,IF($C$9=\"Recharger 180HD\",'180HD-Imperial'!A31,0))))))))","v":49},{"$f":"IF($C$9=\"Contactor 100HD\",'100HD-Imperial'!D31,IF($C$9=\"Recharger 150XLHD\",'150XLHD-Imperial'!D31,IF($C$9=\"Recharger 280HD\",'280HD-Imperial'!D31,IF($C$9=\"Recharger 300HD\",'300HD-Imperial'!G31,IF($C$9=\"Recharger 360HD\",'360HD-Imperial'!G31,IF($C$9=\"Recharger 902HD\",'902HD-Imperial'!G31,IF($C$9=\"Contactor Field Drain C-4HD\",'C-4HD-Imperial'!C31,IF($C$9=\"Recharger 180HD\",'180HD-Imperial'!D31,0))))))))","v":0},{"$f":"IF($C$9=\"Contactor 100HD\",'100HD-Imperial'!F31,IF($C$9=\"Recharger 150XLHD\",'150XLHD-Imperial'!F31,IF($C$9=\"Recharger 280HD\",'280HD-Imperial'!F31,IF($C$9=\"Recharger 300HD\",'300HD-Imperial'!I31,IF($C$9=\"Recharger 360HD\",'360HD-Imperial'!I31,IF($C$9=\"Recharger 902HD\",'902HD-Imperial'!I31,IF($C$9=\"Contactor Field Drain C-4HD\",'C-4HD-Imperial'!D31,IF($C$9=\"Recharger 180HD\",'180HD-Imperial'!F31,0))))))))","v":2.2256944444444442},{"$f":"IF($C$9=\"Contactor 100HD\",'100HD-Imperial'!G31,IF($C$9=\"Recharger 150XLHD\",'150XLHD-Imperial'!G31,IF($C$9=\"Recharger 280HD\",'280HD-Imperial'!G31,IF($C$9=\"Recharger 300HD\",'300HD-Imperial'!J31,IF($C$9=\"Recharger 360HD\",'360HD-Imperial'!J31,IF($C$9=\"Recharger 902HD\",'902HD-Imperial'!J31,IF($C$9=\"Contactor Field Drain C-4HD\",'C-4HD-Imperial'!E31,IF($C$9=\"Recharger 180HD\",'180HD-Imperial'!G31,0))))))))","v":2.2256944444444442},{"$f":"IF($C$9=\"Contactor 100HD\",'100HD-Imperial'!H31,IF($C$9=\"Recharger 150XLHD\",'150XLHD-Imperial'!H31,IF($C$9=\"Recharger 280HD\",'280HD-Imperial'!H31,IF($C$9=\"Recharger 300HD\",'300HD-Imperial'!K31,IF($C$9=\"Recharger 360HD\",'360HD-Imperial'!K31,IF($C$9=\"Recharger 902HD\",'902HD-Imperial'!K31,IF($C$9=\"Contactor Field Drain C-4HD\",'C-4HD-Imperial'!F31,IF($C$9=\"Recharger 180HD\",'180HD-Imperial'!H31,0))))))))","v":148.9147912297779},{"$f":"IF($C$9=\"Contactor 100HD\",'100HD-Imperial'!I31,IF($C$9=\"Recharger 150XLHD\",'150XLHD-Imperial'!I31,IF($C$9=\"Recharger 280HD\",'280HD-Imperial'!I31,IF($C$9=\"Recharger 300HD\",'300HD-Imperial'!L31,IF($C$9=\"Recharger 360HD\",'360HD-Imperial'!L31,IF($C$9=\"Recharger 902HD\",'902HD-Imperial'!L31,IF($C$9=\"Contactor Field Drain C-4HD\",'C-4HD-Imperial'!G31,IF($C$9=\"Recharger 180HD\",'180HD-Imperial'!I31,0))))))))","v":4.08},null,null,null,null,null,{"$f":"IF($C$9=\"Contactor 100HD\",'100HD-Imperial'!E31,IF($C$9=\"Recharger 150XLHD\",'150XLHD-Imperial'!E31,IF($C$9=\"Recharger 280HD\",'280HD-Imperial'!E31,IF($C$9=\"Recharger 300HD\",#REF!,IF($C$9=\"Recharger 360HD\",'360HD-Imperial'!H31,IF($C$9=\"Recharger 902HD\",'902HD-Imperial'!H31,IF($C$9=\"Recharger 180HD\",'180HD-Imperial'!C31,\"\")))))))","v":{"$error":"#REF!"}}]
[{"$f":"IF($C$9=\"Contactor 100HD\",'100HD-Imperial'!A32,IF($C$9=\"Recharger 150XLHD\",'150XLHD-Imperial'!A32,IF($C$9=\"Recharger 280HD\",'280HD-Imperial'!A32,IF($C$9=\"Recharger 300HD\",'300HD-Imperial'!A32,IF($C$9=\"Recharger 360HD\",'360HD-Imperial'!A32,IF($C$9=\"Recharger 902HD\",'902HD-Imperial'!A32,IF($C$9=\"Contactor Field Drain C-4HD\",'C-4HD-Imperial'!A32,IF($C$9=\"Recharger 180HD\",'180HD-Imperial'!A32,0))))))))","v":48},{"$f":"IF($C$9=\"Contactor 100HD\",'100HD-Imperial'!D32,IF($C$9=\"Recharger 150XLHD\",'150XLHD-Imperial'!D32,IF($C$9=\"Recharger 280HD\",'280HD-Imperial'!D32,IF($C$9=\"Recharger 300HD\",'300HD-Imperial'!G32,IF($C$9=\"Recharger 360HD\",'360HD-Imperial'!G32,IF($C$9=\"Recharger 902HD\",'902HD-Imperial'!G32,IF($C$9=\"Contactor Field Drain C-4HD\",'C-4HD-Imperial'!C32,IF($C$9=\"Recharger 180HD\",'180HD-Imperial'!D32,0))))))))","v":0},{"$f":"IF($C$9=\"Contactor 100HD\",'100HD-Imperial'!F32,IF($C$9=\"Recharger 150XLHD\",'150XLHD-Imperial'!F32,IF($C$9=\"Recharger 280HD\",'280HD-Imperial'!F32,IF($C$9=\"Recharger 300HD\",'300HD-Imperial'!I32,IF($C$9=\"Recharger 360HD\",'360HD-Imperial'!I32,IF($C$9=\"Recharger 902HD\",'902HD-Imperial'!I32,IF($C$9=\"Contactor Field Drain C-4HD\",'C-4HD-Imperial'!D32,IF($C$9=\"Recharger 180HD\",'180HD-Imperial'!F32,0))))))))","v":2.2256944444444442},{"$f":"IF($C$9=\"Contactor 100HD\",'100HD-Imperial'!G32,IF($C$9=\"Recharger 150XLHD\",'150XLHD-Imperial'!G32,IF($C$9=\"Recharger 280HD\",'280HD-Imperial'!G32,IF($C$9=\"Recharger 300HD\",'300HD-Imperial'!J32,IF($C$9=\"Recharger 360HD\",'360HD-Imperial'!J32,IF($C$9=\"Recharger 902HD\",'902HD-Imperial'!J32,IF($C$9=\"Contactor Field Drain C-4HD\",'C-4HD-Imperial'!E32,IF($C$9=\"Recharger 180HD\",'180HD-Imperial'!G32,0))))))))","v":2.2256944444444442},{"$f":"IF($C$9=\"Contactor 100HD\",'100HD-Imperial'!H32,IF($C$9=\"Recharger 150XLHD\",'150XLHD-Imperial'!H32,IF($C$9=\"Recharger 280HD\",'280HD-Imperial'!H32,IF($C$9=\"Recharger 300HD\",'300HD-Imperial'!K32,IF($C$9=\"Recharger 360HD\",'360HD-Imperial'!K32,IF($C$9=\"Recharger 902HD\",'902HD-Imperial'!K32,IF($C$9=\"Contactor Field Drain C-4HD\",'C-4HD-Imperial'!F32,IF($C$9=\"Recharger 180HD\",'180HD-Imperial'!H32,0))))))))","v":146.68909678533345},{"$f":"IF($C$9=\"Contactor 100HD\",'100HD-Imperial'!I32,IF($C$9=\"Recharger 150XLHD\",'150XLHD-Imperial'!I32,IF($C$9=\"Recharger 280HD\",'280HD-Imperial'!I32,IF($C$9=\"Recharger 300HD\",'300HD-Imperial'!L32,IF($C$9=\"Recharger 360HD\",'360HD-Imperial'!L32,IF($C$9=\"Recharger 902HD\",'902HD-Imperial'!L32,IF($C$9=\"Contactor Field Drain C-4HD\",'C-4HD-Imperial'!G32,IF($C$9=\"Recharger 180HD\",'180HD-Imperial'!I32,0))))))))","v":4},null,null,null,null,null,{"$f":"IF($C$9=\"Contactor 100HD\",'100HD-Imperial'!E32,IF($C$9=\"Recharger 150XLHD\",'150XLHD-Imperial'!E32,IF($C$9=\"Recharger 280HD\",'280HD-Imperial'!E32,IF($C$9=\"Recharger 300HD\",#REF!,IF($C$9=\"Recharger 360HD\",'360HD-Imperial'!H32,IF($C$9=\"Recharger 902HD\",'902HD-Imperial'!H32,IF($C$9=\"Recharger 180HD\",'180HD-Imperial'!C32,\"\")))))))","v":{"$error":"#REF!"}}]
[{"$f":"IF($C$9=\"Contactor 100HD\",'100HD-Imperial'!A33,IF($C$9=\"Recharger 150XLHD\",'150XLHD-Imperial'!A33,IF($C$9=\"Recharger 280HD\",'280HD-Imperial'!A33,IF($C$9=\"Recharger 300HD\",'300HD-Imperial'!A33,IF($C$9=\"Recharger 360HD\",'360HD-Imperial'!A33,IF($C$9=\"Recharger 902HD\",'902HD-Imperial'!A33,IF($C$9=\"Contactor Field Drain C-4HD\",'C-4HD-Imperial'!A33,IF($C$9=\"Recharger 180HD\",'180HD-Imperial'!A33,0))))))))","v":47},{"$f":"IF($C$9=\"Contactor 100HD\",'100HD-Imperial'!D33,IF($C$9=\"Recharger 150XLHD\",'150XLHD-Imperial'!D33,IF($C$9=\"Recharger 280HD\",'280HD-Imperial'!D33,IF($C$9=\"Recharger 300HD\",'300HD-Imperial'!G33,IF($C$9=\"Recharger 360HD\",'360HD-Imperial'!G33,IF($C$9=\"Recharger 902HD\",'902HD-Imperial'!G33,IF($C$9=\"Contactor Field Drain C-4HD\",'C-4HD-Imperial'!C33,IF($C$9=\"Recharger 180HD\",'180HD-Imperial'!D33,0))))))))","v":0},{"$f":"IF($C$9=\"Contactor 100HD\",'100HD-Imperial'!F33,IF($C$9=\"Recharger 150XLHD\",'150XLHD-Imperial'!F33,IF($C$9=\"Recharger 280HD\",'280HD-Imperial'!F33,IF($C$9=\"Recharger 300HD\",'300HD-Imperial'!I33,IF($C$9=\"Recharger 360HD\",'360HD-Imperial'!I33,IF($C$9=\"Recharger 902HD\",'902HD-Imperial'!I33,IF($C$9=\"Contactor Field Drain C-4HD\",'C-4HD-Imperial'!D33,IF($C$9=\"Recharger 180HD\",'180HD-Imperial'!F33,0))))))))","v":2.2256944444444442},{"$f":"IF($C$9=\"Contactor 100HD\",'100HD-Imperial'!G33,IF($C$9=\"Recharger 150XLHD\",'150XLHD-Imperial'!G33,IF($C$9=\"Recharger 280HD\",'280HD-Imperial'!G33,IF($C$9=\"Recharger 300HD\",'300HD-Imperial'!J33,IF($C$9=\"Recharger 360HD\",'360HD-Imperial'!J33,IF($C$9=\"Recharger 902HD\",'902HD-Imperial'!J33,IF($C$9=\"Contactor Field Drain C-4HD\",'C-4HD-Imperial'!E33,IF($C$9=\"Recharger 180HD\",'180HD-Imperial'!G33,0))))))))","v":2.2256944444444442},{"$f":"IF($C$9=\"Contactor 100HD\",'100HD-Imperial'!H33,IF($C$9=\"Recharger 150XLHD\",'150XLHD-Imperial'!H33,IF($C$9=\"Recharger 280HD\",'280HD-Imperial'!H33,IF($C$9=\"Recharger 300HD\",'300HD-Imperial'!K33,IF($C$9=\"Recharger 360HD\",'360HD-Imperial'!K33,IF($C$9=\"Recharger 902HD\",'902HD-Imperial'!K33,IF($C$9=\"Contactor Field Drain C-4HD\",'C-4HD-Imperial'!F33,IF($C$9=\"Recharger 180HD\",'180HD-Imperial'!H33,0))))))))","v":144.46340234088899},{"$f":"IF($C$9=\"Contactor 100HD\",'100HD-Imperial'!I33,IF($C$9=\"Recharger 150XLHD\",'150XLHD-Imperial'!I33,IF($C$9=\"Recharger 280HD\",'280HD-Imperial'!I33,IF($C$9=\"Recharger 300HD\",'300HD-Imperial'!L33,IF($C$9=\"Recharger 360HD\",'360HD-Imperial'!L33,IF($C$9=\"Recharger 902HD\",'902HD-Imperial'!L33,IF($C$9=\"Contactor Field Drain C-4HD\",'C-4HD-Imperial'!G33,IF($C$9=\"Recharger 180HD\",'180HD-Imperial'!I33,0))))))))","v":3.92},null,null,null,null,null,{"$f":"IF($C$9=\"Contactor 100HD\",'100HD-Imperial'!E33,IF($C$9=\"Recharger 150XLHD\",'150XLHD-Imperial'!E33,IF($C$9=\"Recharger 280HD\",'280HD-Imperial'!E33,IF($C$9=\"Recharger 300HD\",#REF!,IF($C$9=\"Recharger 360HD\",'360HD-Imperial'!H33,IF($C$9=\"Recharger 902HD\",'902HD-Imperial'!H33,IF($C$9=\"Recharger 180HD\",'180HD-Imperial'!C33,\"\")))))))","v":{"$error":"#REF!"}}]
[{"$f":"IF($C$9=\"Contactor 100HD\",'100HD-Imperial'!A34,IF($C$9=\"Recharger 150XLHD\",'150XLHD-Imperial'!A34,IF($C$9=\"Recharger 280HD\",'280HD-Imperial'!A34,IF($C$9=\"Recharger 300HD\",'300HD-Imperial'!A34,IF($C$9=\"Recharger 360HD\",'360HD-Imperial'!A34,IF($C$9=\"Recharger 902HD\",'902HD-Imperial'!A34,IF($C$9=\"Contactor Field Drain C-4HD\",'C-4HD-Imperial'!A34,IF($C$9=\"Recharger 180HD\",'180HD-Imperial'!A34,0))))))))","v":46},{"$f":"IF($C$9=\"Contactor 100HD\",'100HD-Imperial'!D34,IF($C$9=\"Recharger 150XLHD\",'150XLHD-Imperial'!D34,IF($C$9=\"Recharger 280HD\",'280HD-Imperial'!D34,IF($C$9=\"Recharger 300HD\",'300HD-Imperial'!G34,IF($C$9=\"Recharger 360HD\",'360HD-Imperial'!G34,IF($C$9=\"Recharger 902HD\",'902HD-Imperial'!G34,IF($C$9=\"Contactor Field Drain C-4HD\",'C-4HD-Imperial'!C34,IF($C$9=\"Recharger 180HD\",'180HD-Imperial'!D34,0))))))))","v":0},{"$f":"IF($C$9=\"Contactor 100HD\",'100HD-Imperial'!F34,IF($C$9=\"Recharger 150XLHD\",'150XLHD-Imperial'!F34,IF($C$9=\"Recharger 280HD\",'280HD-Imperial'!F34,IF($C$9=\"Recharger 300HD\",'300HD-Imperial'!I34,IF($C$9=\"Recharger 360HD\",'360HD-Imperial'!I34,IF($C$9=\"Recharger 902HD\",'902HD-Imperial'!I34,IF($C$9=\"Contactor Field Drain C-4HD\",'C-4HD-Imperial'!D34,IF($C$9=\"Recharger 180HD\",'180HD-Imperial'!F34,0))))))))","v":2.2256944444444442},{"$f":"IF($C$9=\"Contactor 100HD\",'100HD-Imperial'!G34,IF($C$9=\"Recharger 150XLHD\",'150XLHD-Imperial'!G34,IF($C$9=\"Recharger 280HD\",'280HD-Imperial'!G34,IF($C$9=\"Recharger 300HD\",'300HD-Imperial'!J34,IF($C$9=\"Recharger 360HD\",'360HD-Imperial'!J34,IF($C$9=\"Recharger 902HD\",'902HD-Imperial'!J34,IF($C$9=\"Contactor Field Drain C-4HD\",'C-4HD-Imperial'!E34,IF($C$9=\"Recharger 180HD\",'180HD-Imperial'!G34,0))))))))","v":2.2256944444444442},{"$f":"IF($C$9=\"Contactor 100HD\",'100HD-Imperial'!H34,IF($C$9=\"Recharger 150XLHD\",'150XLHD-Imperial'!H34,IF($C$9=\"Recharger 280HD\",'280HD-Imperial'!H34,IF($C$9=\"Recharger 300HD\",'300HD-Imperial'!K34,IF($C$9=\"Recharger 360HD\",'360HD-Imperial'!K34,IF($C$9=\"Recharger 902HD\",'902HD-Imperial'!K34,IF($C$9=\"Contactor Field Drain C-4HD\",'C-4HD-Imperial'!F34,IF($C$9=\"Recharger 180HD\",'180HD-Imperial'!H34,0))))))))","v":142.23770789644453},{"$f":"IF($C$9=\"Contactor 100HD\",'100HD-Imperial'!I34,IF($C$9=\"Recharger 150XLHD\",'150XLHD-Imperial'!I34,IF($C$9=\"Recharger 280HD\",'280HD-Imperial'!I34,IF($C$9=\"Recharger 300HD\",'300HD-Imperial'!L34,IF($C$9=\"Recharger 360HD\",'360HD-Imperial'!L34,IF($C$9=\"Recharger 902HD\",'902HD-Imperial'!L34,IF($C$9=\"Contactor Field Drain C-4HD\",'C-4HD-Imperial'!G34,IF($C$9=\"Recharger 180HD\",'180HD-Imperial'!I34,0))))))))","v":3.83},null,null,null,null,null,{"$f":"IF($C$9=\"Contactor 100HD\",'100HD-Imperial'!E34,IF($C$9=\"Recharger 150XLHD\",'150XLHD-Imperial'!E34,IF($C$9=\"Recharger 280HD\",'280HD-Imperial'!E34,IF($C$9=\"Recharger 300HD\",#REF!,IF($C$9=\"Recharger 360HD\",'360HD-Imperial'!H34,IF($C$9=\"Recharger 902HD\",'902HD-Imperial'!H34,IF($C$9=\"Recharger 180HD\",'180HD-Imperial'!C34,\"\")))))))","v":{"$error":"#REF!"}}]
[{"$f":"IF($C$9=\"Contactor 100HD\",'100HD-Imperial'!A35,IF($C$9=\"Recharger 150XLHD\",'150XLHD-Imperial'!A35,IF($C$9=\"Recharger 280HD\",'280HD-Imperial'!A35,IF($C$9=\"Recharger 300HD\",'300HD-Imperial'!A35,IF($C$9=\"Recharger 360HD\",'360HD-Imperial'!A35,IF($C$9=\"Recharger 902HD\",'902HD-Imperial'!A35,IF($C$9=\"Contactor Field Drain C-4HD\",'C-4HD-Imperial'!A35,IF($C$9=\"Recharger 180HD\",'180HD-Imperial'!A35,0))))))))","v":45},{"$f":"IF($C$9=\"Contactor 100HD\",'100HD-Imperial'!D35,IF($C$9=\"Recharger 150XLHD\",'150XLHD-Imperial'!D35,IF($C$9=\"Recharger 280HD\",'280HD-Imperial'!D35,IF($C$9=\"Recharger 300HD\",'300HD-Imperial'!G35,IF($C$9=\"Recharger 360HD\",'360HD-Imperial'!G35,IF($C$9=\"Recharger 902HD\",'902HD-Imperial'!G35,IF($C$9=\"Contactor Field Drain C-4HD\",'C-4HD-Imperial'!C35,IF($C$9=\"Recharger 180HD\",'180HD-Imperial'!D35,0))))))))","v":0},{"$f":"IF($C$9=\"Contactor 100HD\",'100HD-Imperial'!F35,IF($C$9=\"Recharger 150XLHD\",'150XLHD-Imperial'!F35,IF($C$9=\"Recharger 280HD\",'280HD-Imperial'!F35,IF($C$9=\"Recharger 300HD\",'300HD-Imperial'!I35,IF($C$9=\"Recharger 360HD\",'360HD-Imperial'!I35,IF($C$9=\"Recharger 902HD\",'902HD-Imperial'!I35,IF($C$9=\"Contactor Field Drain C-4HD\",'C-4HD-Imperial'!D35,IF($C$9=\"Recharger 180HD\",'180HD-Imperial'!F35,0))))))))","v":2.2256944444444442},{"$f":"IF($C$9=\"Contactor 100HD\",'100HD-Imperial'!G35,IF($C$9=\"Recharger 150XLHD\",'150XLHD-Imperial'!G35,IF($C$9=\"Recharger 280HD\",'280HD-Imperial'!G35,IF($C$9=\"Recharger 300HD\",'300HD-Imperial'!J35,IF($C$9=\"Recharger 360HD\",'360HD-Imperial'!J35,IF($C$9=\"Recharger 902HD\",'902HD-Imperial'!J35,IF($C$9=\"Contactor Field Drain C-4HD\",'C-4HD-Imperial'!E35,IF($C$9=\"Recharger 180HD\",'180HD-Imperial'!G35,0))))))))","v":2.2256944444444442},{"$f":"IF($C$9=\"Contactor 100HD\",'100HD-Imperial'!H35,IF($C$9=\"Recharger 150XLHD\",'150XLHD-Imperial'!H35,IF($C$9=\"Recharger 280HD\",'280HD-Imperial'!H35,IF($C$9=\"Recharger 300HD\",'300HD-Imperial'!K35,IF($C$9=\"Recharger 360HD\",'360HD-Imperial'!K35,IF($C$9=\"Recharger 902HD\",'902HD-Imperial'!K35,IF($C$9=\"Contactor Field Drain C-4HD\",'C-4HD-Imperial'!F35,IF($C$9=\"Recharger 180HD\",'180HD-Imperial'!H35,0))))))))","v":140.01201345200008},{"$f":"IF($C$9=\"Contactor 100HD\",'100HD-Imperial'!I35,IF($C$9=\"Recharger 150XLHD\",'150XLHD-Imperial'!I35,IF($C$9=\"Recharger 280HD\",'280HD-Imperial'!I35,IF($C$9=\"Recharger 300HD\",'300HD-Imperial'!L35,IF($C$9=\"Recharger 360HD\",'360HD-Imperial'!L35,IF($C$9=\"Recharger 902HD\",'902HD-Imperial'!L35,IF($C$9=\"Contactor Field Drain C-4HD\",'C-4HD-Imperial'!G35,IF($C$9=\"Recharger 180HD\",'180HD-Imperial'!I35,0))))))))","v":3.75},null,null,null,null,null,{"$f":"IF($C$9=\"Contactor 100HD\",'100HD-Imperial'!E35,IF($C$9=\"Recharger 150XLHD\",'150XLHD-Imperial'!E35,IF($C$9=\"Recharger 280HD\",'280HD-Imperial'!E35,IF($C$9=\"Recharger 300HD\",#REF!,IF($C$9=\"Recharger 360HD\",'360HD-Imperial'!H35,IF($C$9=\"Recharger 902HD\",'902HD-Imperial'!H35,IF($C$9=\"Recharger 180HD\",'180HD-Imperial'!C35,\"\")))))))","v":{"$error":"#REF!"}}]
[{"$f":"IF($C$9=\"Contactor 100HD\",'100HD-Imperial'!A36,IF($C$9=\"Recharger 150XLHD\",'150XLHD-Imperial'!A36,IF($C$9=\"Recharger 280HD\",'280HD-Imperial'!A36,IF($C$9=\"Recharger 300HD\",'300HD-Imperial'!A36,IF($C$9=\"Recharger 360HD\",'360HD-Imperial'!A36,IF($C$9=\"Recharger 902HD\",'902HD-Imperial'!A36,IF($C$9=\"Contactor Field Drain C-4HD\",'C-4HD-Imperial'!A36,IF($C$9=\"Recharger 180HD\",'180HD-Imperial'!A36,0))))))))","v":44},{"$f":"IF($C$9=\"Contactor 100HD\",'100HD-Imperial'!D36,IF($C$9=\"Recharger 150XLHD\",'150XLHD-Imperial'!D36,IF($C$9=\"Recharger 280HD\",'280HD-Imperial'!D36,IF($C$9=\"Recharger 300HD\",'300HD-Imperial'!G36,IF($C$9=\"Recharger 360HD\",'360HD-Imperial'!G36,IF($C$9=\"Recharger 902HD\",'902HD-Imperial'!G36,IF($C$9=\"Contactor Field Drain C-4HD\",'C-4HD-Imperial'!C36,IF($C$9=\"Recharger 180HD\",'180HD-Imperial'!D36,0))))))))","v":0},{"$f":"IF($C$9=\"Contactor 100HD\",'100HD-Imperial'!F36,IF($C$9=\"Recharger 150XLHD\",'150XLHD-Imperial'!F36,IF($C$9=\"Recharger 280HD\",'280HD-Imperial'!F36,IF($C$9=\"Recharger 300HD\",'300HD-Imperial'!I36,IF($C$9=\"Recharger 360HD\",'360HD-Imperial'!I36,IF($C$9=\"Recharger 902HD\",'902HD-Imperial'!I36,IF($C$9=\"Contactor Field Drain C-4HD\",'C-4HD-Imperial'!D36,IF($C$9=\"Recharger 180HD\",'180HD-Imperial'!F36,0))))))))","v":2.2256944444444442},{"$f":"IF($C$9=\"Contactor 100HD\",'100HD-Imperial'!G36,IF($C$9=\"Recharger 150XLHD\",'150XLHD-Imperial'!G36,IF($C$9=\"Recharger 280HD\",'280HD-Imperial'!G36,IF($C$9=\"Recharger 300HD\",'300HD-Imperial'!J36,IF($C$9=\"Recharger 360HD\",'360HD-Imperial'!J36,IF($C$9=\"Recharger 902HD\",'902HD-Imperial'!J36,IF($C$9=\"Contactor Field Drain C-4HD\",'C-4HD-Imperial'!E36,IF($C$9=\"Recharger 180HD\",'180HD-Imperial'!G36,0))))))))","v":2.2256944444444442},{"$f":"IF($C$9=\"Contactor 100HD\",'100HD-Imperial'!H36,IF($C$9=\"Recharger 150XLHD\",'150XLHD-Imperial'!H36,IF($C$9=\"Recharger 280HD\",'280HD-Imperial'!H36,IF($C$9=\"Recharger 300HD\",'300HD-Imperial'!K36,IF($C$9=\"Recharger 360HD\",'360HD-Imperial'!K36,IF($C$9=\"Recharger 902HD\",'902HD-Imperial'!K36,IF($C$9=\"Contactor Field Drain C-4HD\",'C-4HD-Imperial'!F36,IF($C$9=\"Recharger 180HD\",'180HD-Imperial'!H36,0))))))))","v":137.78631900755562},{"$f":"IF($C$9=\"Contactor 100HD\",'100HD-Imperial'!I36,IF($C$9=\"Recharger 150XLHD\",'150XLHD-Imperial'!I36,IF($C$9=\"Recharger 280HD\",'280HD-Imperial'!I36,IF($C$9=\"Recharger 300HD\",'300HD-Imperial'!L36,IF($C$9=\"Recharger 360HD\",'360HD-Imperial'!L36,IF($C$9=\"Recharger 902HD\",'902HD-Imperial'!L36,IF($C$9=\"Contactor Field Drain C-4HD\",'C-4HD-Imperial'!G36,IF($C$9=\"Recharger 180HD\",'180HD-Imperial'!I36,0))))))))","v":3.67},null,null,null,null,null,{"$f":"IF($C$9=\"Contactor 100HD\",'100HD-Imperial'!E36,IF($C$9=\"Recharger 150XLHD\",'150XLHD-Imperial'!E36,IF($C$9=\"Recharger 280HD\",'280HD-Imperial'!E36,IF($C$9=\"Recharger 300HD\",#REF!,IF($C$9=\"Recharger 360HD\",'360HD-Imperial'!H36,IF($C$9=\"Recharger 902HD\",'902HD-Imperial'!H36,IF($C$9=\"Recharger 180HD\",'180HD-Imperial'!C36,\"\")))))))","v":{"$error":"#REF!"}}]
[{"$f":"IF($C$9=\"Contactor 100HD\",'100HD-Imperial'!A37,IF($C$9=\"Recharger 150XLHD\",'150XLHD-Imperial'!A37,IF($C$9=\"Recharger 280HD\",'280HD-Imperial'!A37,IF($C$9=\"Recharger 300HD\",'300HD-Imperial'!A37,IF($C$9=\"Recharger 360HD\",'360HD-Imperial'!A37,IF($C$9=\"Recharger 902HD\",'902HD-Imperial'!A37,IF($C$9=\"Contactor Field Drain C-4HD\",'C-4HD-Imperial'!A37,IF($C$9=\"Recharger 180HD\",'180HD-Imperial'!A37,0))))))))","v":43},{"$f":"IF($C$9=\"Contactor 100HD\",'100HD-Imperial'!D37,IF($C$9=\"Recharger 150XLHD\",'150XLHD-Imperial'!D37,IF($C$9=\"Recharger 280HD\",'280HD-Imperial'!D37,IF($C$9=\"Recharger 300HD\",'300HD-Imperial'!G37,IF($C$9=\"Recharger 360HD\",'360HD-Imperial'!G37,IF($C$9=\"Recharger 902HD\",'902HD-Imperial'!G37,IF($C$9=\"Contactor Field Drain C-4HD\",'C-4HD-Imperial'!C37,IF($C$9=\"Recharger 180HD\",'180HD-Imperial'!D37,0))))))))","v":0},{"$f":"IF($C$9=\"Contactor 100HD\",'100HD-Imperial'!F37,IF($C$9=\"Recharger 150XLHD\",'150XLHD-Imperial'!F37,IF($C$9=\"Recharger 280HD\",'280HD-Imperial'!F37,IF($C$9=\"Recharger 300HD\",'300HD-Imperial'!I37,IF($C$9=\"Recharger 360HD\",'360HD-Imperial'!I37,IF($C$9=\"Recharger 902HD\",'902HD-Imperial'!I37,IF($C$9=\"Contactor Field Drain C-4HD\",'C-4HD-Imperial'!D37,IF($C$9=\"Recharger 180HD\",'180HD-Imperial'!F37,0))))))))","v":2.2256944444444442},{"$f":"IF($C$9=\"Contactor 100HD\",'100HD-Imperial'!G37,IF($C$9=\"Recharger 150XLHD\",'150XLHD-Imperial'!G37,IF($C$9=\"Recharger 280HD\",'280HD-Imperial'!G37,IF($C$9=\"Recharger 300HD\",'300HD-Imperial'!J37,IF($C$9=\"Recharger 360HD\",'360HD-Imperial'!J37,IF($C$9=\"Recharger 902HD\",'902HD-Imperial'!J37,IF($C$9=\"Contactor Field Drain C-4HD\",'C-4HD-Imperial'!E37,IF($C$9=\"Recharger 180HD\",'180HD-Imperial'!G37,0))))))))","v":2.2256944444444442},{"$f":"IF($C$9=\"Contactor 100HD\",'100HD-Imperial'!H37,IF($C$9=\"Recharger 150XLHD\",'150XLHD-Imperial'!H37,IF($C$9=\"Recharger 280HD\",'280HD-Imperial'!H37,IF($C$9=\"Recharger 300HD\",'300HD-Imperial'!K37,IF($C$9=\"Recharger 360HD\",'360HD-Imperial'!K37,IF($C$9=\"Recharger 902HD\",'902HD-Imperial'!K37,IF($C$9=\"Contactor Field Drain C-4HD\",'C-4HD-Imperial'!F37,IF($C$9=\"Recharger 180HD\",'180HD-Imperial'!H37,0))))))))","v":135.56062456311116},{"$f":"IF($C$9=\"Contactor 100HD\",'100HD-Imperial'!I37,IF($C$9=\"Recharger 150XLHD\",'150XLHD-Imperial'!I37,IF($C$9=\"Recharger 280HD\",'280HD-Imperial'!I37,IF($C$9=\"Recharger 300HD\",'300HD-Imperial'!L37,IF($C$9=\"Recharger 360HD\",'360HD-Imperial'!L37,IF($C$9=\"Recharger 902HD\",'902HD-Imperial'!L37,IF($C$9=\"Contactor Field Drain C-4HD\",'C-4HD-Imperial'!G37,IF($C$9=\"Recharger 180HD\",'180HD-Imperial'!I37,0))))))))","v":3.58},null,null,null,null,null,{"$f":"IF($C$9=\"Contactor 100HD\",'100HD-Imperial'!E37,IF($C$9=\"Recharger 150XLHD\",'150XLHD-Imperial'!E37,IF($C$9=\"Recharger 280HD\",'280HD-Imperial'!E37,IF($C$9=\"Recharger 300HD\",#REF!,IF($C$9=\"Recharger 360HD\",'360HD-Imperial'!H37,IF($C$9=\"Recharger 902HD\",'902HD-Imperial'!H37,IF($C$9=\"Recharger 180HD\",'180HD-Imperial'!C37,\"\")))))))","v":{"$error":"#REF!"}}]
[{"$f":"IF($C$9=\"Contactor 100HD\",'100HD-Imperial'!A38,IF($C$9=\"Recharger 150XLHD\",'150XLHD-Imperial'!A38,IF($C$9=\"Recharger 280HD\",'280HD-Imperial'!A38,IF($C$9=\"Recharger 300HD\",'300HD-Imperial'!A38,IF($C$9=\"Recharger 360HD\",'360HD-Imperial'!A38,IF($C$9=\"Recharger 902HD\",'902HD-Imperial'!A38,IF($C$9=\"Contactor Field Drain C-4HD\",'C-4HD-Imperial'!A38,IF($C$9=\"Recharger 180HD\",'180HD-Imperial'!A38,0))))))))","v":42},{"$f":"IF($C$9=\"Contactor 100HD\",'100HD-Imperial'!D38,IF($C$9=\"Recharger 150XLHD\",'150XLHD-Imperial'!D38,IF($C$9=\"Recharger 280HD\",'280HD-Imperial'!D38,IF($C$9=\"Recharger 300HD\",'300HD-Imperial'!G38,IF($C$9=\"Recharger 360HD\",'360HD-Imperial'!G38,IF($C$9=\"Recharger 902HD\",'902HD-Imperial'!G38,IF($C$9=\"Contactor Field Drain C-4HD\",'C-4HD-Imperial'!C38,IF($C$9=\"Recharger 180HD\",'180HD-Imperial'!D38,0))))))))","v":0},{"$f":"IF($C$9=\"Contactor 100HD\",'100HD-Imperial'!F38,IF($C$9=\"Recharger 150XLHD\",'150XLHD-Imperial'!F38,IF($C$9=\"Recharger 280HD\",'280HD-Imperial'!F38,IF($C$9=\"Recharger 300HD\",'300HD-Imperial'!I38,IF($C$9=\"Recharger 360HD\",'360HD-Imperial'!I38,IF($C$9=\"Recharger 902HD\",'902HD-Imperial'!I38,IF($C$9=\"Contactor Field Drain C-4HD\",'C-4HD-Imperial'!D38,IF($C$9=\"Recharger 180HD\",'180HD-Imperial'!F38,0))))))))","v":2.2256944444444442},{"$f":"IF($C$9=\"Contactor 100HD\",'100HD-Imperial'!G38,IF($C$9=\"Recharger 150XLHD\",'150XLHD-Imperial'!G38,IF($C$9=\"Recharger 280HD\",'280HD-Imperial'!G38,IF($C$9=\"Recharger 300HD\",'300HD-Imperial'!J38,IF($C$9=\"Recharger 360HD\",'360HD-Imperial'!J38,IF($C$9=\"Recharger 902HD\",'902HD-Imperial'!J38,IF($C$9=\"Contactor Field Drain C-4HD\",'C-4HD-Imperial'!E38,IF($C$9=\"Recharger 180HD\",'180HD-Imperial'!G38,0))))))))","v":2.2256944444444442},{"$f":"IF($C$9=\"Contactor 100HD\",'100HD-Imperial'!H38,IF($C$9=\"Recharger 150XLHD\",'150XLHD-Imperial'!H38,IF($C$9=\"Recharger 280HD\",'280HD-Imperial'!H38,IF($C$9=\"Recharger 300HD\",'300HD-Imperial'!K38,IF($C$9=\"Recharger 360HD\",'360HD-Imperial'!K38,IF($C$9=\"Recharger 902HD\",'902HD-Imperial'!K38,IF($C$9=\"Contactor Field Drain C-4HD\",'C-4HD-Imperial'!F38,IF($C$9=\"Recharger 180HD\",'180HD-Imperial'!H38,0))))))))","v":133.3349301186667},{"$f":"IF($C$9=\"Contactor 100HD\",'100HD-Imperial'!I38,IF($C$9=\"Recharger 150XLHD\",'150XLHD-Imperial'!I38,IF($C$9=\"Recharger 280HD\",'280HD-Imperial'!I38,IF($C$9=\"Recharger 300HD\",'300HD-Imperial'!L38,IF($C$9=\"Recharger 360HD\",'360HD-Imperial'!L38,IF($C$9=\"Recharger 902HD\",'902HD-Imperial'!L38,IF($C$9=\"Contactor Field Drain C-4HD\",'C-4HD-Imperial'!G38,IF($C$9=\"Recharger 180HD\",'180HD-Imperial'!I38,0))))))))","v":3.5},null,null,null,null,null,{"$f":"IF($C$9=\"Contactor 100HD\",'100HD-Imperial'!E38,IF($C$9=\"Recharger 150XLHD\",'150XLHD-Imperial'!E38,IF($C$9=\"Recharger 280HD\",'280HD-Imperial'!E38,IF($C$9=\"Recharger 300HD\",#REF!,IF($C$9=\"Recharger 360HD\",'360HD-Imperial'!H38,IF($C$9=\"Recharger 902HD\",'902HD-Imperial'!H38,IF($C$9=\"Recharger 180HD\",'180HD-Imperial'!C38,\"\")))))))","v":{"$error":"#REF!"}}]
[{"$f":"IF($C$9=\"Contactor 100HD\",'100HD-Imperial'!A39,IF($C$9=\"Recharger 150XLHD\",'150XLHD-Imperial'!A39,IF($C$9=\"Recharger 280HD\",'280HD-Imperial'!A39,IF($C$9=\"Recharger 300HD\",'300HD-Imperial'!A39,IF($C$9=\"Recharger 360HD\",'360HD-Imperial'!A39,IF($C$9=\"Recharger 902HD\",'902HD-Imperial'!A39,IF($C$9=\"Contactor Field Drain C-4HD\",'C-4HD-Imperial'!A39,IF($C$9=\"Recharger 180HD\",'180HD-Imperial'!A39,0))))))))","v":41},{"$f":"IF($C$9=\"Contactor 100HD\",'100HD-Imperial'!D39,IF($C$9=\"Recharger 150XLHD\",'150XLHD-Imperial'!D39,IF($C$9=\"Recharger 280HD\",'280HD-Imperial'!D39,IF($C$9=\"Recharger 300HD\",'300HD-Imperial'!G39,IF($C$9=\"Recharger 360HD\",'360HD-Imperial'!G39,IF($C$9=\"Recharger 902HD\",'902HD-Imperial'!G39,IF($C$9=\"Contactor Field Drain C-4HD\",'C-4HD-Imperial'!C39,IF($C$9=\"Recharger 180HD\",'180HD-Imperial'!D39,0))))))))","v":0},{"$f":"IF($C$9=\"Contactor 100HD\",'100HD-Imperial'!F39,IF($C$9=\"Recharger 150XLHD\",'150XLHD-Imperial'!F39,IF($C$9=\"Recharger 280HD\",'280HD-Imperial'!F39,IF($C$9=\"Recharger 300HD\",'300HD-Imperial'!I39,IF($C$9=\"Recharger 360HD\",'360HD-Imperial'!I39,IF($C$9=\"Recharger 902HD\",'902HD-Imperial'!I39,IF($C$9=\"Contactor Field Drain C-4HD\",'C-4HD-Imperial'!D39,IF($C$9=\"Recharger 180HD\",'180HD-Imperial'!F39,0))))))))","v":2.2256944444444442},{"$f":"IF($C$9=\"Contactor 100HD\",'100HD-Imperial'!G39,IF($C$9=\"Recharger 150XLHD\",'150XLHD-Imperial'!G39,IF($C$9=\"Recharger 280HD\",'280HD-Imperial'!G39,IF($C$9=\"Recharger 300HD\",'300HD-Imperial'!J39,IF($C$9=\"Recharger 360HD\",'360HD-Imperial'!J39,IF($C$9=\"Recharger 902HD\",'902HD-Imperial'!J39,IF($C$9=\"Contactor Field Drain C-4HD\",'C-4HD-Imperial'!E39,IF($C$9=\"Recharger 180HD\",'180HD-Imperial'!G39,0))))))))","v":2.2256944444444442},{"$f":"IF($C$9=\"Contactor 100HD\",'100HD-Imperial'!H39,IF($C$9=\"Recharger 150XLHD\",'150XLHD-Imperial'!H39,IF($C$9=\"Recharger 280HD\",'280HD-Imperial'!H39,IF($C$9=\"Recharger 300HD\",'300HD-Imperial'!K39,IF($C$9=\"Recharger 360HD\",'360HD-Imperial'!K39,IF($C$9=\"Recharger 902HD\",'902HD-Imperial'!K39,IF($C$9=\"Contactor Field Drain C-4HD\",'C-4HD-Imperial'!F39,IF($C$9=\"Recharger 180HD\",'180HD-Imperial'!H39,0))))))))","v":131.10923567422225},{"$f":"IF($C$9=\"Contactor 100HD\",'100HD-Imperial'!I39,IF($C$9=\"Recharger 150XLHD\",'150XLHD-Imperial'!I39,IF($C$9=\"Recharger 280HD\",'280HD-Imperial'!I39,IF($C$9=\"Recharger 300HD\",'300HD-Imperial'!L39,IF($C$9=\"Recharger 360HD\",'360HD-Imperial'!L39,IF($C$9=\"Recharger 902HD\",'902HD-Imperial'!L39,IF($C$9=\"Contactor Field Drain C-4HD\",'C-4HD-Imperial'!G39,IF($C$9=\"Recharger 180HD\",'180HD-Imperial'!I39,0))))))))","v":3.42},null,null,null,null,null,{"$f":"IF($C$9=\"Contactor 100HD\",'100HD-Imperial'!E39,IF($C$9=\"Recharger 150XLHD\",'150XLHD-Imperial'!E39,IF($C$9=\"Recharger 280HD\",'280HD-Imperial'!E39,IF($C$9=\"Recharger 300HD\",#REF!,IF($C$9=\"Recharger 360HD\",'360HD-Imperial'!H39,IF($C$9=\"Recharger 902HD\",'902HD-Imperial'!H39,IF($C$9=\"Recharger 180HD\",'180HD-Imperial'!C39,\"\")))))))","v":{"$error":"#REF!"}}]
[{"$f":"IF($C$9=\"Contactor 100HD\",'100HD-Imperial'!A40,IF($C$9=\"Recharger 150XLHD\",'150XLHD-Imperial'!A40,IF($C$9=\"Recharger 280HD\",'280HD-Imperial'!A40,IF($C$9=\"Recharger 300HD\",'300HD-Imperial'!A40,IF($C$9=\"Recharger 360HD\",'360HD-Imperial'!A40,IF($C$9=\"Recharger 902HD\",'902HD-Imperial'!A40,IF($C$9=\"Contactor Field Drain C-4HD\",'C-4HD-Imperial'!A40,IF($C$9=\"Recharger 180HD\",'180HD-Imperial'!A40,0))))))))","v":40},{"$f":"IF($C$9=\"Contactor 100HD\",'100HD-Imperial'!D40,IF($C$9=\"Recharger 150XLHD\",'150XLHD-Imperial'!D40,IF($C$9=\"Recharger 280HD\",'280HD-Imperial'!D40,IF($C$9=\"Recharger 300HD\",'300HD-Imperial'!G40,IF($C$9=\"Recharger 360HD\",'360HD-Imperial'!G40,IF($C$9=\"Recharger 902HD\",'902HD-Imperial'!G40,IF($C$9=\"Contactor Field Drain C-4HD\",'C-4HD-Imperial'!C40,IF($C$9=\"Recharger 180HD\",'180HD-Imperial'!D40,0))))))))","v":0},{"$f":"IF($C$9=\"Contactor 100HD\",'100HD-Imperial'!F40,IF($C$9=\"Recharger 150XLHD\",'150XLHD-Imperial'!F40,IF($C$9=\"Recharger 280HD\",'280HD-Imperial'!F40,IF($C$9=\"Recharger 300HD\",'300HD-Imperial'!I40,IF($C$9=\"Recharger 360HD\",'360HD-Imperial'!I40,IF($C$9=\"Recharger 902HD\",'902HD-Imperial'!I40,IF($C$9=\"Contactor Field Drain C-4HD\",'C-4HD-Imperial'!D40,IF($C$9=\"Recharger 180HD\",'180HD-Imperial'!F40,0))))))))","v":2.2256944444444442},{"$f":"IF($C$9=\"Contactor 100HD\",'100HD-Imperial'!G40,IF($C$9=\"Recharger 150XLHD\",'150XLHD-Imperial'!G40,IF($C$9=\"Recharger 280HD\",'280HD-Imperial'!G40,IF($C$9=\"Recharger 300HD\",'300HD-Imperial'!J40,IF($C$9=\"Recharger 360HD\",'360HD-Imperial'!J40,IF($C$9=\"Recharger 902HD\",'902HD-Imperial'!J40,IF($C$9=\"Contactor Field Drain C-4HD\",'C-4HD-Imperial'!E40,IF($C$9=\"Recharger 180HD\",'180HD-Imperial'!G40,0))))))))","v":2.2256944444444442},{"$f":"IF($C$9=\"Contactor 100HD\",'100HD-Imperial'!H40,IF($C$9=\"Recharger 150XLHD\",'150XLHD-Imperial'!H40,IF($C$9=\"Recharger 280HD\",'280HD-Imperial'!H40,IF($C$9=\"Recharger 300HD\",'300HD-Imperial'!K40,IF($C$9=\"Recharger 360HD\",'360HD-Imperial'!K40,IF($C$9=\"Recharger 902HD\",'902HD-Imperial'!K40,IF($C$9=\"Contactor Field Drain C-4HD\",'C-4HD-Imperial'!F40,IF($C$9=\"Recharger 180HD\",'180HD-Imperial'!H40,0))))))))","v":128.88354122977779},{"$f":"IF($C$9=\"Contactor 100HD\",'100HD-Imperial'!I40,IF($C$9=\"Recharger 150XLHD\",'150XLHD-Imperial'!I40,IF($C$9=\"Recharger 280HD\",'280HD-Imperial'!I40,IF($C$9=\"Recharger 300HD\",'300HD-Imperial'!L40,IF($C$9=\"Recharger 360HD\",'360HD-Imperial'!L40,IF($C$9=\"Recharger 902HD\",'902HD-Imperial'!L40,IF($C$9=\"Contactor Field Drain C-4HD\",'C-4HD-Imperial'!G40,IF($C$9=\"Recharger 180HD\",'180HD-Imperial'!I40,0))))))))","v":3.33},null,null,null,null,null,{"$f":"IF($C$9=\"Contactor 100HD\",'100HD-Imperial'!E40,IF($C$9=\"Recharger 150XLHD\",'150XLHD-Imperial'!E40,IF($C$9=\"Recharger 280HD\",'280HD-Imperial'!E40,IF($C$9=\"Recharger 300HD\",#REF!,IF($C$9=\"Recharger 360HD\",'360HD-Imperial'!H40,IF($C$9=\"Recharger 902HD\",'902HD-Imperial'!H40,IF($C$9=\"Recharger 180HD\",'180HD-Imperial'!C40,\"\")))))))","v":{"$error":"#REF!"}}]
[{"$f":"IF($C$9=\"Contactor 100HD\",'100HD-Imperial'!A41,IF($C$9=\"Recharger 150XLHD\",'150XLHD-Imperial'!A41,IF($C$9=\"Recharger 280HD\",'280HD-Imperial'!A41,IF($C$9=\"Recharger 300HD\",'300HD-Imperial'!A41,IF($C$9=\"Recharger 360HD\",'360HD-Imperial'!A41,IF($C$9=\"Recharger 902HD\",'902HD-Imperial'!A41,IF($C$9=\"Contactor Field Drain C-4HD\",'C-4HD-Imperial'!A41,IF($C$9=\"Recharger 180HD\",'180HD-Imperial'!A41,0))))))))","v":39},{"$f":"IF($C$9=\"Contactor 100HD\",'100HD-Imperial'!D41,IF($C$9=\"Recharger 150XLHD\",'150XLHD-Imperial'!D41,IF($C$9=\"Recharger 280HD\",'280HD-Imperial'!D41,IF($C$9=\"Recharger 300HD\",'300HD-Imperial'!G41,IF($C$9=\"Recharger 360HD\",'360HD-Imperial'!G41,IF($C$9=\"Recharger 902HD\",'902HD-Imperial'!G41,IF($C$9=\"Contactor Field Drain C-4HD\",'C-4HD-Imperial'!C41,IF($C$9=\"Recharger 180HD\",'180HD-Imperial'!D41,0))))))))","v":5.7888379999994299E-2},{"$f":"IF($C$9=\"Contactor 100HD\",'100HD-Imperial'!F41,IF($C$9=\"Recharger 150XLHD\",'150XLHD-Imperial'!F41,IF($C$9=\"Recharger 280HD\",'280HD-Imperial'!F41,IF($C$9=\"Recharger 300HD\",'300HD-Imperial'!I41,IF($C$9=\"Recharger 360HD\",'360HD-Imperial'!I41,IF($C$9=\"Recharger 902HD\",'902HD-Imperial'!I41,IF($C$9=\"Contactor Field Drain C-4HD\",'C-4HD-Imperial'!D41,IF($C$9=\"Recharger 180HD\",'180HD-Imperial'!F41,0))))))))","v":2.2025390924444466},{"$f":"IF($C$9=\"Contactor 100HD\",'100HD-Imperial'!G41,IF($C$9=\"Recharger 150XLHD\",'150XLHD-Imperial'!G41,IF($C$9=\"Recharger 280HD\",'280HD-Imperial'!G41,IF($C$9=\"Recharger 300HD\",'300HD-Imperial'!J41,IF($C$9=\"Recharger 360HD\",'360HD-Imperial'!J41,IF($C$9=\"Recharger 902HD\",'902HD-Imperial'!J41,IF($C$9=\"Contactor Field Drain C-4HD\",'C-4HD-Imperial'!E41,IF($C$9=\"Recharger 180HD\",'180HD-Imperial'!G41,0))))))))","v":2.2604274724444409},{"$f":"IF($C$9=\"Contactor 100HD\",'100HD-Imperial'!H41,IF($C$9=\"Recharger 150XLHD\",'150XLHD-Imperial'!H41,IF($C$9=\"Recharger 280HD\",'280HD-Imperial'!H41,IF($C$9=\"Recharger 300HD\",'300HD-Imperial'!K41,IF($C$9=\"Recharger 360HD\",'360HD-Imperial'!K41,IF($C$9=\"Recharger 902HD\",'902HD-Imperial'!K41,IF($C$9=\"Contactor Field Drain C-4HD\",'C-4HD-Imperial'!F41,IF($C$9=\"Recharger 180HD\",'180HD-Imperial'!H41,0))))))))","v":126.65784678533333},{"$f":"IF($C$9=\"Contactor 100HD\",'100HD-Imperial'!I41,IF($C$9=\"Recharger 150XLHD\",'150XLHD-Imperial'!I41,IF($C$9=\"Recharger 280HD\",'280HD-Imperial'!I41,IF($C$9=\"Recharger 300HD\",'300HD-Imperial'!L41,IF($C$9=\"Recharger 360HD\",'360HD-Imperial'!L41,IF($C$9=\"Recharger 902HD\",'902HD-Imperial'!L41,IF($C$9=\"Contactor Field Drain C-4HD\",'C-4HD-Imperial'!G41,IF($C$9=\"Recharger 180HD\",'180HD-Imperial'!I41,0))))))))","v":3.25},null,null,null,null,null,{"$f":"IF($C$9=\"Contactor 100HD\",'100HD-Imperial'!E41,IF($C$9=\"Recharger 150XLHD\",'150XLHD-Imperial'!E41,IF($C$9=\"Recharger 280HD\",'280HD-Imperial'!E41,IF($C$9=\"Recharger 300HD\",#REF!,IF($C$9=\"Recharger 360HD\",'360HD-Imperial'!H41,IF($C$9=\"Recharger 902HD\",'902HD-Imperial'!H41,IF($C$9=\"Recharger 180HD\",'180HD-Imperial'!C41,\"\")))))))","v":{"$error":"#REF!"}}]
[{"$f":"IF($C$9=\"Contactor 100HD\",'100HD-Imperial'!A42,IF($C$9=\"Recharger 150XLHD\",'150XLHD-Imperial'!A42,IF($C$9=\"Recharger 280HD\",'280HD-Imperial'!A42,IF($C$9=\"Recharger 300HD\",'300HD-Imperial'!A42,IF($C$9=\"Recharger 360HD\",'360HD-Imperial'!A42,IF($C$9=\"Recharger 902HD\",'902HD-Imperial'!A42,IF($C$9=\"Contactor Field Drain C-4HD\",'C-4HD-Imperial'!A42,IF($C$9=\"Recharger 180HD\",'180HD-Imperial'!A42,0))))))))","v":38},{"$f":"IF($C$9=\"Contactor 100HD\",'100HD-Imperial'!D42,IF($C$9=\"Recharger 150XLHD\",'150XLHD-Imperial'!D42,IF($C$9=\"Recharger 280HD\",'280HD-Imperial'!D42,IF($C$9=\"Recharger 300HD\",'300HD-Imperial'!G42,IF($C$9=\"Recharger 360HD\",'360HD-Imperial'!G42,IF($C$9=\"Recharger 902HD\",'902HD-Imperial'!G42,IF($C$9=\"Contactor Field Drain C-4HD\",'C-4HD-Imperial'!C42,IF($C$9=\"Recharger 180HD\",'180HD-Imperial'!D42,0))))))))","v":0.16670214000000527},{"$f":"IF($C$9=\"Contactor 100HD\",'100HD-Imperial'!F42,IF($C$9=\"Recharger 150XLHD\",'150XLHD-Imperial'!F42,IF($C$9=\"Recharger 280HD\",'280HD-Imperial'!F42,IF($C$9=\"Recharger 300HD\",'300HD-Imperial'!I42,IF($C$9=\"Recharger 360HD\",'360HD-Imperial'!I42,IF($C$9=\"Recharger 902HD\",'902HD-Imperial'!I42,IF($C$9=\"Contactor Field Drain C-4HD\",'C-4HD-Imperial'!D42,IF($C$9=\"Recharger 180HD\",'180HD-Imperial'!F42,0))))))))","v":2.1590135884444424},{"$f":"IF($C$9=\"Contactor 100HD\",'100HD-Imperial'!G42,IF($C$9=\"Recharger 150XLHD\",'150XLHD-Imperial'!G42,IF($C$9=\"Recharger 280HD\",'280HD-Imperial'!G42,IF($C$9=\"Recharger 300HD\",'300HD-Imperial'!J42,IF($C$9=\"Recharger 360HD\",'360HD-Imperial'!J42,IF($C$9=\"Recharger 902HD\",'902HD-Imperial'!J42,IF($C$9=\"Contactor Field Drain C-4HD\",'C-4HD-Imperial'!E42,IF($C$9=\"Recharger 180HD\",'180HD-Imperial'!G42,0))))))))","v":2.3257157284444476},{"$f":"IF($C$9=\"Contactor 100HD\",'100HD-Imperial'!H42,IF($C$9=\"Recharger 150XLHD\",'150XLHD-Imperial'!H42,IF($C$9=\"Recharger 280HD\",'280HD-Imperial'!H42,IF($C$9=\"Recharger 300HD\",'300HD-Imperial'!K42,IF($C$9=\"Recharger 360HD\",'360HD-Imperial'!K42,IF($C$9=\"Recharger 902HD\",'902HD-Imperial'!K42,IF($C$9=\"Contactor Field Drain C-4HD\",'C-4HD-Imperial'!F42,IF($C$9=\"Recharger 180HD\",'180HD-Imperial'!H42,0))))))))","v":124.39741931288889},{"$f":"IF($C$9=\"Contactor 100HD\",'100HD-Imperial'!I42,IF($C$9=\"Recharger 150XLHD\",'150XLHD-Imperial'!I42,IF($C$9=\"Recharger 280HD\",'280HD-Imperial'!I42,IF($C$9=\"Recharger 300HD\",'300HD-Imperial'!L42,IF($C$9=\"Recharger 360HD\",'360HD-Imperial'!L42,IF($C$9=\"Recharger 902HD\",'902HD-Imperial'!L42,IF($C$9=\"Contactor Field Drain C-4HD\",'C-4HD-Imperial'!G42,IF($C$9=\"Recharger 180HD\",'180HD-Imperial'!I42,0))))))))","v":3.17},null,null,null,null,null,{"$f":"IF($C$9=\"Contactor 100HD\",'100HD-Imperial'!E42,IF($C$9=\"Recharger 150XLHD\",'150XLHD-Imperial'!E42,IF($C$9=\"Recharger 280HD\",'280HD-Imperial'!E42,IF($C$9=\"Recharger 300HD\",#REF!,IF($C$9=\"Recharger 360HD\",'360HD-Imperial'!H42,IF($C$9=\"Recharger 902HD\",'902HD-Imperial'!H42,IF($C$9=\"Recharger 180HD\",'180HD-Imperial'!C42,\"\")))))))","v":{"$error":"#REF!"}}]
[{"$f":"IF($C$9=\"Contactor 100HD\",'100HD-Imperial'!A43,IF($C$9=\"Recharger 150XLHD\",'150XLHD-Imperial'!A43,IF($C$9=\"Recharger 280HD\",'280HD-Imperial'!A43,IF($C$9=\"Recharger 300HD\",'300HD-Imperial'!A43,IF($C$9=\"Recharger 360HD\",'360HD-Imperial'!A43,IF($C$9=\"Recharger 902HD\",'902HD-Imperial'!A43,IF($C$9=\"Contactor Field Drain C-4HD\",'C-4HD-Imperial'!A43,IF($C$9=\"Recharger 180HD\",'180HD-Imperial'!A43,0))))))))","v":37},{"$f":"IF($C$9=\"Contactor 100HD\",'100HD-Imperial'!D43,IF($C$9=\"Recharger 150XLHD\",'150XLHD-Imperial'!D43,IF($C$9=\"Recharger 280HD\",'280HD-Imperial'!D43,IF($C$9=\"Recharger 300HD\",'300HD-Imperial'!G43,IF($C$9=\"Recharger 360HD\",'360HD-Imperial'!G43,IF($C$9=\"Recharger 902HD\",'902HD-Imperial'!G43,IF($C$9=\"Contactor Field Drain C-4HD\",'C-4HD-Imperial'!C43,IF($C$9=\"Recharger 180HD\",'180HD-Imperial'!D43,0))))))))","v":0.29461422999999787},{"$f":"IF($C$9=\"Contactor 100HD\",'100HD-Imperial'!F43,IF($C$9=\"Recharger 150XLHD\",'150XLHD-Imperial'!F43,IF($C$9=\"Recharger 280HD\",'280HD-Imperial'!F43,IF($C$9=\"Recharger 300HD\",'300HD-Imperial'!I43,IF($C$9=\"Recharger 360HD\",'360HD-Imperial'!I43,IF($C$9=\"Recharger 902HD\",'902HD-Imperial'!I43,IF($C$9=\"Contactor Field Drain C-4HD\",'C-4HD-Imperial'!D43,IF($C$9=\"Recharger 180HD\",'180HD-Imperial'!F43,0))))))))","v":2.1078487524444451},{"$f":"IF($C$9=\"Contactor 100HD\",'100HD-Imperial'!G43,IF($C$9=\"Recharger 150XLHD\",'150XLHD-Imperial'!G43,IF($C$9=\"Recharger 280HD\",'280HD-Imperial'!G43,IF($C$9=\"Recharger 300HD\",'300HD-Imperial'!J43,IF($C$9=\"Recharger 360HD\",'360HD-Imperial'!J43,IF($C$9=\"Recharger 902HD\",'902HD-Imperial'!J43,IF($C$9=\"Contactor Field Drain C-4HD\",'C-4HD-Imperial'!E43,IF($C$9=\"Recharger 180HD\",'180HD-Imperial'!G43,0))))))))","v":2.402462982444443},{"$f":"IF($C$9=\"Contactor 100HD\",'100HD-Imperial'!H43,IF($C$9=\"Recharger 150XLHD\",'150XLHD-Imperial'!H43,IF($C$9=\"Recharger 280HD\",'280HD-Imperial'!H43,IF($C$9=\"Recharger 300HD\",'300HD-Imperial'!K43,IF($C$9=\"Recharger 360HD\",'360HD-Imperial'!K43,IF($C$9=\"Recharger 902HD\",'902HD-Imperial'!K43,IF($C$9=\"Contactor Field Drain C-4HD\",'C-4HD-Imperial'!F43,IF($C$9=\"Recharger 180HD\",'180HD-Imperial'!H43,0))))))))","v":122.07170358444444},{"$f":"IF($C$9=\"Contactor 100HD\",'100HD-Imperial'!I43,IF($C$9=\"Recharger 150XLHD\",'150XLHD-Imperial'!I43,IF($C$9=\"Recharger 280HD\",'280HD-Imperial'!I43,IF($C$9=\"Recharger 300HD\",'300HD-Imperial'!L43,IF($C$9=\"Recharger 360HD\",'360HD-Imperial'!L43,IF($C$9=\"Recharger 902HD\",'902HD-Imperial'!L43,IF($C$9=\"Contactor Field Drain C-4HD\",'C-4HD-Imperial'!G43,IF($C$9=\"Recharger 180HD\",'180HD-Imperial'!I43,0))))))))","v":3.08},null,null,null,null,null,{"$f":"IF($C$9=\"Contactor 100HD\",'100HD-Imperial'!E43,IF($C$9=\"Recharger 150XLHD\",'150XLHD-Imperial'!E43,IF($C$9=\"Recharger 280HD\",'280HD-Imperial'!E43,IF($C$9=\"Recharger 300HD\",#REF!,IF($C$9=\"Recharger 360HD\",'360HD-Imperial'!H43,IF($C$9=\"Recharger 902HD\",'902HD-Imperial'!H43,IF($C$9=\"Recharger 180HD\",'180HD-Imperial'!C43,\"\")))))))","v":{"$error":"#REF!"}}]
[{"$f":"IF($C$9=\"Contactor 100HD\",'100HD-Imperial'!A44,IF($C$9=\"Recharger 150XLHD\",'150XLHD-Imperial'!A44,IF($C$9=\"Recharger 280HD\",'280HD-Imperial'!A44,IF($C$9=\"Recharger 300HD\",'300HD-Imperial'!A44,IF($C$9=\"Recharger 360HD\",'360HD-Imperial'!A44,IF($C$9=\"Recharger 902HD\",'902HD-Imperial'!A44,IF($C$9=\"Contactor Field Drain C-4HD\",'C-4HD-Imperial'!A44,IF($C$9=\"Recharger 180HD\",'180HD-Imperial'!A44,0))))))))","v":36},{"$f":"IF($C$9=\"Contactor 100HD\",'100HD-Imperial'!D44,IF($C$9=\"Recharger 150XLHD\",'150XLHD-Imperial'!D44,IF($C$9=\"Recharger 280HD\",'280HD-Imperial'!D44,IF($C$9=\"Recharger 300HD\",'300HD-Imperial'!G44,IF($C$9=\"Recharger 360HD\",'360HD-Imperial'!G44,IF($C$9=\"Recharger 902HD\",'902HD-Imperial'!G44,IF($C$9=\"Contactor Field Drain C-4HD\",'C-4HD-Imperial'!C44,IF($C$9=\"Recharger 180HD\",'180HD-Imperial'!D44,0))))))))","v":0.6230484599999988},{"$f":"IF($C$9=\"Contactor 100HD\",'100HD-Imperial'!F44,IF($C$9=\"Recharger 150XLHD\",'150XLHD-Imperial'!F44,IF($C$9=\"Recharger 280HD\",'280HD-Imperial'!F44,IF($C$9=\"Recharger 300HD\",'300HD-Imperial'!I44,IF($C$9=\"Recharger 360HD\",'360HD-Imperial'!I44,IF($C$9=\"Recharger 902HD\",'902HD-Imperial'!I44,IF($C$9=\"Contactor Field Drain C-4HD\",'C-4HD-Imperial'!D44,IF($C$9=\"Recharger 180HD\",'180HD-Imperial'!F44,0))))))))","v":1.9764750604444448},{"$f":"IF($C$9=\"Contactor 100HD\",'100HD-Imperial'!G44,IF($C$9=\"Recharger 150XLHD\",'150XLHD-Imperial'!G44,IF($C$9=\"Recharger 280HD\",'280HD-Imperial'!G44,IF($C$9=\"Recharger 300HD\",'300HD-Imperial'!J44,IF($C$9=\"Recharger 360HD\",'360HD-Imperial'!J44,IF($C$9=\"Recharger 902HD\",'902HD-Imperial'!J44,IF($C$9=\"Contactor Field Drain C-4HD\",'C-4HD-Imperial'!E44,IF($C$9=\"Recharger 180HD\",'180HD-Imperial'!G44,0))))))))","v":2.5995235204444436},{"$f":"IF($C$9=\"Contactor 100HD\",'100HD-Imperial'!H44,IF($C$9=\"Recharger 150XLHD\",'150XLHD-Imperial'!H44,IF($C$9=\"Recharger 280HD\",'280HD-Imperial'!H44,IF($C$9=\"Recharger 300HD\",'300HD-Imperial'!K44,IF($C$9=\"Recharger 360HD\",'360HD-Imperial'!K44,IF($C$9=\"Recharger 902HD\",'902HD-Imperial'!K44,IF($C$9=\"Contactor Field Drain C-4HD\",'C-4HD-Imperial'!F44,IF($C$9=\"Recharger 180HD\",'180HD-Imperial'!H44,0))))))))","v":119.66924060199999},{"$f":"IF($C$9=\"Contactor 100HD\",'100HD-Imperial'!I44,IF($C$9=\"Recharger 150XLHD\",'150XLHD-Imperial'!I44,IF($C$9=\"Recharger 280HD\",'280HD-Imperial'!I44,IF($C$9=\"Recharger 300HD\",'300HD-Imperial'!L44,IF($C$9=\"Recharger 360HD\",'360HD-Imperial'!L44,IF($C$9=\"Recharger 902HD\",'902HD-Imperial'!L44,IF($C$9=\"Contactor Field Drain C-4HD\",'C-4HD-Imperial'!G44,IF($C$9=\"Recharger 180HD\",'180HD-Imperial'!I44,0))))))))","v":3},null,null,null,null,null,{"$f":"IF($C$9=\"Contactor 100HD\",'100HD-Imperial'!E44,IF($C$9=\"Recharger 150XLHD\",'150XLHD-Imperial'!E44,IF($C$9=\"Recharger 280HD\",'280HD-Imperial'!E44,IF($C$9=\"Recharger 300HD\",#REF!,IF($C$9=\"Recharger 360HD\",'360HD-Imperial'!H44,IF($C$9=\"Recharger 902HD\",'902HD-Imperial'!H44,IF($C$9=\"Recharger 180HD\",'180HD-Imperial'!C44,\"\")))))))","v":{"$error":"#REF!"}}]
[{"$f":"IF($C$9=\"Contactor 100HD\",'100HD-Imperial'!A45,IF($C$9=\"Recharger 150XLHD\",'150XLHD-Imperial'!A45,IF($C$9=\"Recharger 280HD\",'280HD-Imperial'!A45,IF($C$9=\"Recharger 300HD\",'300HD-Imperial'!A45,IF($C$9=\"Recharger 360HD\",'360HD-Imperial'!A45,IF($C$9=\"Recharger 902HD\",'902HD-Imperial'!A45,IF($C$9=\"Contactor Field Drain C-4HD\",'C-4HD-Imperial'!A45,IF($C$9=\"Recharger 180HD\",'180HD-Imperial'!A45,0))))))))","v":35},{"$f":"IF($C$9=\"Contactor 100HD\",'100HD-Imperial'!D45,IF($C$9=\"Recharger 150XLHD\",'150XLHD-Imperial'!D45,IF($C$9=\"Recharger 280HD\",'280HD-Imperial'!D45,IF($C$9=\"Recharger 300HD\",'300HD-Imperial'!G45,IF($C$9=\"Recharger 360HD\",'360HD-Imperial'!G45,IF($C$9=\"Recharger 902HD\",'902HD-Imperial'!G45,IF($C$9=\"Contactor Field Drain C-4HD\",'C-4HD-Imperial'!C45,IF($C$9=\"Recharger 180HD\",'180HD-Imperial'!D45,0))))))))","v":0.83239211000000246},{"$f":"IF($C$9=\"Contactor 100HD\",'100HD-Imperial'!F45,IF($C$9=\"Recharger 150XLHD\",'150XLHD-Imperial'!F45,IF($C$9=\"Recharger 280HD\",'280HD-Imperial'!F45,IF($C$9=\"Recharger 300HD\",'300HD-Imperial'!I45,IF($C$9=\"Recharger 360HD\",'360HD-Imperial'!I45,IF($C$9=\"Recharger 902HD\",'902HD-Imperial'!I45,IF($C$9=\"Contactor Field Drain C-4HD\",'C-4HD-Imperial'!D45,IF($C$9=\"Recharger 180HD\",'180HD-Imperial'!F45,0))))))))","v":1.8927376004444434},{"$f":"IF($C$9=\"Contactor 100HD\",'100HD-Imperial'!G45,IF($C$9=\"Recharger 150XLHD\",'150XLHD-Imperial'!G45,IF($C$9=\"Recharger 280HD\",'280HD-Imperial'!G45,IF($C$9=\"Recharger 300HD\",'300HD-Imperial'!J45,IF($C$9=\"Recharger 360HD\",'360HD-Imperial'!J45,IF($C$9=\"Recharger 902HD\",'902HD-Imperial'!J45,IF($C$9=\"Contactor Field Drain C-4HD\",'C-4HD-Imperial'!E45,IF($C$9=\"Recharger 180HD\",'180HD-Imperial'!G45,0))))))))","v":2.7251297104444459},{"$f":"IF($C$9=\"Contactor 100HD\",'100HD-Imperial'!H45,IF($C$9=\"Recharger 150XLHD\",'150XLHD-Imperial'!H45,IF($C$9=\"Recharger 280HD\",'280HD-Imperial'!H45,IF($C$9=\"Recharger 300HD\",'300HD-Imperial'!K45,IF($C$9=\"Recharger 360HD\",'360HD-Imperial'!K45,IF($C$9=\"Recharger 902HD\",'902HD-Imperial'!K45,IF($C$9=\"Contactor Field Drain C-4HD\",'C-4HD-Imperial'!F45,IF($C$9=\"Recharger 180HD\",'180HD-Imperial'!H45,0))))))))","v":117.06971708155554},{"$f":"IF($C$9=\"Contactor 100HD\",'100HD-Imperial'!I45,IF($C$9=\"Recharger 150XLHD\",'150XLHD-Imperial'!I45,IF($C$9=\"Recharger 280HD\",'280HD-Imperial'!I45,IF($C$9=\"Recharger 300HD\",'300HD-Imperial'!L45,IF($C$9=\"Recharger 360HD\",'360HD-Imperial'!L45,IF($C$9=\"Recharger 902HD\",'902HD-Imperial'!L45,IF($C$9=\"Contactor Field Drain C-4HD\",'C-4HD-Imperial'!G45,IF($C$9=\"Recharger 180HD\",'180HD-Imperial'!I45,0))))))))","v":2.92},null,null,null,null,null,{"$f":"IF($C$9=\"Contactor 100HD\",'100HD-Imperial'!E45,IF($C$9=\"Recharger 150XLHD\",'150XLHD-Imperial'!E45,IF($C$9=\"Recharger 280HD\",'280HD-Imperial'!E45,IF($C$9=\"Recharger 300HD\",#REF!,IF($C$9=\"Recharger 360HD\",'360HD-Imperial'!H45,IF($C$9=\"Recharger 902HD\",'902HD-Imperial'!H45,IF($C$9=\"Recharger 180HD\",'180HD-Imperial'!C45,\"\")))))))","v":{"$error":"#REF!"}}]
[{"$f":"IF($C$9=\"Contactor 100HD\",'100HD-Imperial'!A46,IF($C$9=\"Recharger 150XLHD\",'150XLHD-Imperial'!A46,IF($C$9=\"Recharger 280HD\",'280HD-Imperial'!A46,IF($C$9=\"Recharger 300HD\",'300HD-Imperial'!A46,IF($C$9=\"Recharger 360HD\",'360HD-Imperial'!A46,IF($C$9=\"Recharger 902HD\",'902HD-Imperial'!A46,IF($C$9=\"Contactor Field Drain C-4HD\",'C-4HD-Imperial'!A46,IF($C$9=\"Recharger 180HD\",'180HD-Imperial'!A46,0))))))))","v":34},{"$f":"IF($C$9=\"Contactor 100HD\",'100HD-Imperial'!D46,IF($C$9=\"Recharger 150XLHD\",'150XLHD-Imperial'!D46,IF($C$9=\"Recharger 280HD\",'280HD-Imperial'!D46,IF($C$9=\"Recharger 300HD\",'300HD-Imperial'!G46,IF($C$9=\"Recharger 360HD\",'360HD-Imperial'!G46,IF($C$9=\"Recharger 902HD\",'902HD-Imperial'!G46,IF($C$9=\"Contactor Field Drain C-4HD\",'C-4HD-Imperial'!C46,IF($C$9=\"Recharger 180HD\",'180HD-Imperial'!D46,0))))))))","v":0.99705230999999639},{"$f":"IF($C$9=\"Contactor 100HD\",'100HD-Imperial'!F46,IF($C$9=\"Recharger 150XLHD\",'150XLHD-Imperial'!F46,IF($C$9=\"Recharger 280HD\",'280HD-Imperial'!F46,IF($C$9=\"Recharger 300HD\",'300HD-Imperial'!I46,IF($C$9=\"Recharger 360HD\",'360HD-Imperial'!I46,IF($C$9=\"Recharger 902HD\",'902HD-Imperial'!I46,IF($C$9=\"Contactor Field Drain C-4HD\",'C-4HD-Imperial'!D46,IF($C$9=\"Recharger 180HD\",'180HD-Imperial'!F46,0))))))))","v":1.8268735204444457},{"$f":"IF($C$9=\"Contactor 100HD\",'100HD-Imperial'!G46,IF($C$9=\"Recharger 150XLHD\",'150XLHD-Imperial'!G46,IF($C$9=\"Recharger 280HD\",'280HD-Imperial'!G46,IF($C$9=\"Recharger 300HD\",'300HD-Imperial'!J46,IF($C$9=\"Recharger 360HD\",'360HD-Imperial'!J46,IF($C$9=\"Recharger 902HD\",'902HD-Imperial'!J46,IF($C$9=\"Contactor Field Drain C-4HD\",'C-4HD-Imperial'!E46,IF($C$9=\"Recharger 180HD\",'180HD-Imperial'!G46,0))))))))","v":2.8239258304444421},{"$f":"IF($C$9=\"Contactor 100HD\",'100HD-Imperial'!H46,IF($C$9=\"Recharger 150XLHD\",'150XLHD-Imperial'!H46,IF($C$9=\"Recharger 280HD\",'280HD-Imperial'!H46,IF($C$9=\"Recharger 300HD\",'300HD-Imperial'!K46,IF($C$9=\"Recharger 360HD\",'360HD-Imperial'!K46,IF($C$9=\"Recharger 902HD\",'902HD-Imperial'!K46,IF($C$9=\"Contactor Field Drain C-4HD\",'C-4HD-Imperial'!F46,IF($C$9=\"Recharger 180HD\",'180HD-Imperial'!H46,0))))))))","v":114.34458737111109},{"$f":"IF($C$9=\"Contactor 100HD\",'100HD-Imperial'!I46,IF($C$9=\"Recharger 150XLHD\",'150XLHD-Imperial'!I46,IF($C$9=\"Recharger 280HD\",'280HD-Imperial'!I46,IF($C$9=\"Recharger 300HD\",'300HD-Imperial'!L46,IF($C$9=\"Recharger 360HD\",'360HD-Imperial'!L46,IF($C$9=\"Recharger 902HD\",'902HD-Imperial'!L46,IF($C$9=\"Contactor Field Drain C-4HD\",'C-4HD-Imperial'!G46,IF($C$9=\"Recharger 180HD\",'180HD-Imperial'!I46,0))))))))","v":2.83},null,null,null,null,null,{"$f":"IF($C$9=\"Contactor 100HD\",'100HD-Imperial'!E46,IF($C$9=\"Recharger 150XLHD\",'150XLHD-Imperial'!E46,IF($C$9=\"Recharger 280HD\",'280HD-Imperial'!E46,IF($C$9=\"Recharger 300HD\",#REF!,IF($C$9=\"Recharger 360HD\",'360HD-Imperial'!H46,IF($C$9=\"Recharger 902HD\",'902HD-Imperial'!H46,IF($C$9=\"Recharger 180HD\",'180HD-Imperial'!C46,\"\")))))))","v":{"$error":"#REF!"}}]
[{"$f":"IF($C$9=\"Contactor 100HD\",'100HD-Imperial'!A47,IF($C$9=\"Recharger 150XLHD\",'150XLHD-Imperial'!A47,IF($C$9=\"Recharger 280HD\",'280HD-Imperial'!A47,IF($C$9=\"Recharger 300HD\",'300HD-Imperial'!A47,IF($C$9=\"Recharger 360HD\",'360HD-Imperial'!A47,IF($C$9=\"Recharger 902HD\",'902HD-Imperial'!A47,IF($C$9=\"Contactor Field Drain C-4HD\",'C-4HD-Imperial'!A47,IF($C$9=\"Recharger 180HD\",'180HD-Imperial'!A47,0))))))))","v":33},{"$f":"IF($C$9=\"Contactor 100HD\",'100HD-Imperial'!D47,IF($C$9=\"Recharger 150XLHD\",'150XLHD-Imperial'!D47,IF($C$9=\"Recharger 280HD\",'280HD-Imperial'!D47,IF($C$9=\"Recharger 300HD\",'300HD-Imperial'!G47,IF($C$9=\"Recharger 360HD\",'360HD-Imperial'!G47,IF($C$9=\"Recharger 902HD\",'902HD-Imperial'!G47,IF($C$9=\"Contactor Field Drain C-4HD\",'C-4HD-Imperial'!C47,IF($C$9=\"Recharger 180HD\",'180HD-Imperial'!D47,0))))))))","v":1.138986830000003},{"$f":"IF($C$9=\"Contactor 100HD\",'100HD-Imperial'!F47,IF($C$9=\"Recharger 150XLHD\",'150XLHD-Imperial'!F47,IF($C$9=\"Recharger 280HD\",'280HD-Imperial'!F47,IF($C$9=\"Recharger 300HD\",'300HD-Imperial'!I47,IF($C$9=\"Recharger 360HD\",'360HD-Imperial'!I47,IF($C$9=\"Recharger 902HD\",'902HD-Imperial'!I47,IF($C$9=\"Contactor Field Drain C-4HD\",'C-4HD-Imperial'!D47,IF($C$9=\"Recharger 180HD\",'180HD-Imperial'!F47,0))))))))","v":1.7700997124444431},{"$f":"IF($C$9=\"Contactor 100HD\",'100HD-Imperial'!G47,IF($C$9=\"Recharger 150XLHD\",'150XLHD-Imperial'!G47,IF($C$9=\"Recharger 280HD\",'280HD-Imperial'!G47,IF($C$9=\"Recharger 300HD\",'300HD-Imperial'!J47,IF($C$9=\"Recharger 360HD\",'360HD-Imperial'!J47,IF($C$9=\"Recharger 902HD\",'902HD-Imperial'!J47,IF($C$9=\"Contactor Field Drain C-4HD\",'C-4HD-Imperial'!E47,IF($C$9=\"Recharger 180HD\",'180HD-Imperial'!G47,0))))))))","v":2.9090865424444461},{"$f":"IF($C$9=\"Contactor 100HD\",'100HD-Imperial'!H47,IF($C$9=\"Recharger 150XLHD\",'150XLHD-Imperial'!H47,IF($C$9=\"Recharger 280HD\",'280HD-Imperial'!H47,IF($C$9=\"Recharger 300HD\",'300HD-Imperial'!K47,IF($C$9=\"Recharger 360HD\",'360HD-Imperial'!K47,IF($C$9=\"Recharger 902HD\",'902HD-Imperial'!K47,IF($C$9=\"Contactor Field Drain C-4HD\",'C-4HD-Imperial'!F47,IF($C$9=\"Recharger 180HD\",'180HD-Imperial'!H47,0))))))))","v":111.52066154066665},{"$f":"IF($C$9=\"Contactor 100HD\",'100HD-Imperial'!I47,IF($C$9=\"Recharger 150XLHD\",'150XLHD-Imperial'!I47,IF($C$9=\"Recharger 280HD\",'280HD-Imperial'!I47,IF($C$9=\"Recharger 300HD\",'300HD-Imperial'!L47,IF($C$9=\"Recharger 360HD\",'360HD-Imperial'!L47,IF($C$9=\"Recharger 902HD\",'902HD-Imperial'!L47,IF($C$9=\"Contactor Field Drain C-4HD\",'C-4HD-Imperial'!G47,IF($C$9=\"Recharger 180HD\",'180HD-Imperial'!I47,0))))))))","v":2.75},null,null,null,null,null,{"$f":"IF($C$9=\"Contactor 100HD\",'100HD-Imperial'!E47,IF($C$9=\"Recharger 150XLHD\",'150XLHD-Imperial'!E47,IF($C$9=\"Recharger 280HD\",'280HD-Imperial'!E47,IF($C$9=\"Recharger 300HD\",#REF!,IF($C$9=\"Recharger 360HD\",'360HD-Imperial'!H47,IF($C$9=\"Recharger 902HD\",'902HD-Imperial'!H47,IF($C$9=\"Recharger 180HD\",'180HD-Imperial'!C47,\"\")))))))","v":{"$error":"#REF!"}}]
[{"$f":"IF($C$9=\"Contactor 100HD\",'100HD-Imperial'!A48,IF($C$9=\"Recharger 150XLHD\",'150XLHD-Imperial'!A48,IF($C$9=\"Recharger 280HD\",'280HD-Imperial'!A48,IF($C$9=\"Recharger 300HD\",'300HD-Imperial'!A48,IF($C$9=\"Recharger 360HD\",'360HD-Imperial'!A48,IF($C$9=\"Recharger 902HD\",'902HD-Imperial'!A48,IF($C$9=\"Contactor Field Drain C-4HD\",'C-4HD-Imperial'!A48,IF($C$9=\"Recharger 180HD\",'180HD-Imperial'!A48,0))))))))","v":32},{"$f":"IF($C$9=\"Contactor 100HD\",'100HD-Imperial'!D48,IF($C$9=\"Recharger 150XLHD\",'150XLHD-Imperial'!D48,IF($C$9=\"Recharger 280HD\",'280HD-Imperial'!D48,IF($C$9=\"Recharger 300HD\",'300HD-Imperial'!G48,IF($C$9=\"Recharger 360HD\",'360HD-Imperial'!G48,IF($C$9=\"Recharger 902HD\",'902HD-Imperial'!G48,IF($C$9=\"Contactor Field Drain C-4HD\",'C-4HD-Imperial'!C48,IF($C$9=\"Recharger 180HD\",'180HD-Imperial'!D48,0))))))))","v":1.26167724},{"$f":"IF($C$9=\"Contactor 100HD\",'100HD-Imperial'!F48,IF($C$9=\"Recharger 150XLHD\",'150XLHD-Imperial'!F48,IF($C$9=\"Recharger 280HD\",'280HD-Imperial'!F48,IF($C$9=\"Recharger 300HD\",'300HD-Imperial'!I48,IF($C$9=\"Recharger 360HD\",'360HD-Imperial'!I48,IF($C$9=\"Recharger 902HD\",'902HD-Imperial'!I48,IF($C$9=\"Contactor Field Drain C-4HD\",'C-4HD-Imperial'!D48,IF($C$9=\"Recharger 180HD\",'180HD-Imperial'!F48,0))))))))","v":1.7210235484444443},{"$f":"IF($C$9=\"Contactor 100HD\",'100HD-Imperial'!G48,IF($C$9=\"Recharger 150XLHD\",'150XLHD-Imperial'!G48,IF($C$9=\"Recharger 280HD\",'280HD-Imperial'!G48,IF($C$9=\"Recharger 300HD\",'300HD-Imperial'!J48,IF($C$9=\"Recharger 360HD\",'360HD-Imperial'!J48,IF($C$9=\"Recharger 902HD\",'902HD-Imperial'!J48,IF($C$9=\"Contactor Field Drain C-4HD\",'C-4HD-Imperial'!E48,IF($C$9=\"Recharger 180HD\",'180HD-Imperial'!G48,0))))))))","v":2.9827007884444443},{"$f":"IF($C$9=\"Contactor 100HD\",'100HD-Imperial'!H48,IF($C$9=\"Recharger 150XLHD\",'150XLHD-Imperial'!H48,IF($C$9=\"Recharger 280HD\",'280HD-Imperial'!H48,IF($C$9=\"Recharger 300HD\",'300HD-Imperial'!K48,IF($C$9=\"Recharger 360HD\",'360HD-Imperial'!K48,IF($C$9=\"Recharger 902HD\",'902HD-Imperial'!K48,IF($C$9=\"Contactor Field Drain C-4HD\",'C-4HD-Imperial'!F48,IF($C$9=\"Recharger 180HD\",'180HD-Imperial'!H48,0))))))))","v":108.61157499822221},{"$f":"IF($C$9=\"Contactor 100HD\",'100HD-Imperial'!I48,IF($C$9=\"Recharger 150XLHD\",'150XLHD-Imperial'!I48,IF($C$9=\"Recharger 280HD\",'280HD-Imperial'!I48,IF($C$9=\"Recharger 300HD\",'300HD-Imperial'!L48,IF($C$9=\"Recharger 360HD\",'360HD-Imperial'!L48,IF($C$9=\"Recharger 902HD\",'902HD-Imperial'!L48,IF($C$9=\"Contactor Field Drain C-4HD\",'C-4HD-Imperial'!G48,IF($C$9=\"Recharger 180HD\",'180HD-Imperial'!I48,0))))))))","v":2.67},null,null,null,null,null,{"$f":"IF($C$9=\"Contactor 100HD\",'100HD-Imperial'!E48,IF($C$9=\"Recharger 150XLHD\",'150XLHD-Imperial'!E48,IF($C$9=\"Recharger 280HD\",'280HD-Imperial'!E48,IF($C$9=\"Recharger 300HD\",#REF!,IF($C$9=\"Recharger 360HD\",'360HD-Imperial'!H48,IF($C$9=\"Recharger 902HD\",'902HD-Imperial'!H48,IF($C$9=\"Recharger 180HD\",'180HD-Imperial'!C48,\"\")))))))","v":{"$error":"#REF!"}}]
[{"$f":"IF($C$9=\"Contactor 100HD\",'100HD-Imperial'!A49,IF($C$9=\"Recharger 150XLHD\",'150XLHD-Imperial'!A49,IF($C$9=\"Recharger 280HD\",'280HD-Imperial'!A49,IF($C$9=\"Recharger 300HD\",'300HD-Imperial'!A49,IF($C$9=\"Recharger 360HD\",'360HD-Imperial'!A49,IF($C$9=\"Recharger 902HD\",'902HD-Imperial'!A49,IF($C$9=\"Contactor Field Drain C-4HD\",'C-4HD-Imperial'!A49,IF($C$9=\"Recharger 180HD\",'180HD-Imperial'!A49,0))))))))","v":31},{"$f":"IF($C$9=\"Contactor 100HD\",'100HD-Imperial'!D49,IF($C$9=\"Recharger 150XLHD\",'150XLHD-Imperial'!D49,IF($C$9=\"Recharger 280HD\",'280HD-Imperial'!D49,IF($C$9=\"Recharger 300HD\",'300HD-Imperial'!G49,IF($C$9=\"Recharger 360HD\",'360HD-Imperial'!G49,IF($C$9=\"Recharger 902HD\",'902HD-Imperial'!G49,IF($C$9=\"Contactor Field Drain C-4HD\",'C-4HD-Imperial'!C49,IF($C$9=\"Recharger 180HD\",'180HD-Imperial'!D49,0))))))))","v":1.3599665399999958},{"$f":"IF($C$9=\"Contactor 100HD\",'100HD-Imperial'!F49,IF($C$9=\"Recharger 150XLHD\",'150XLHD-Imperial'!F49,IF($C$9=\"Recharger 280HD\",'280HD-Imperial'!F49,IF($C$9=\"Recharger 300HD\",'300HD-Imperial'!I49,IF($C$9=\"Recharger 360HD\",'360HD-Imperial'!I49,IF($C$9=\"Recharger 902HD\",'902HD-Imperial'!I49,IF($C$9=\"Contactor Field Drain C-4HD\",'C-4HD-Imperial'!D49,IF($C$9=\"Recharger 180HD\",'180HD-Imperial'!F49,0))))))))","v":1.681707828444446},{"$f":"IF($C$9=\"Contactor 100HD\",'100HD-Imperial'!G49,IF($C$9=\"Recharger 150XLHD\",'150XLHD-Imperial'!G49,IF($C$9=\"Recharger 280HD\",'280HD-Imperial'!G49,IF($C$9=\"Recharger 300HD\",'300HD-Imperial'!J49,IF($C$9=\"Recharger 360HD\",'360HD-Imperial'!J49,IF($C$9=\"Recharger 902HD\",'902HD-Imperial'!J49,IF($C$9=\"Contactor Field Drain C-4HD\",'C-4HD-Imperial'!E49,IF($C$9=\"Recharger 180HD\",'180HD-Imperial'!G49,0))))))))","v":3.0416743684444416},{"$f":"IF($C$9=\"Contactor 100HD\",'100HD-Imperial'!H49,IF($C$9=\"Recharger 150XLHD\",'150XLHD-Imperial'!H49,IF($C$9=\"Recharger 280HD\",'280HD-Imperial'!H49,IF($C$9=\"Recharger 300HD\",'300HD-Imperial'!K49,IF($C$9=\"Recharger 360HD\",'360HD-Imperial'!K49,IF($C$9=\"Recharger 902HD\",'902HD-Imperial'!K49,IF($C$9=\"Contactor Field Drain C-4HD\",'C-4HD-Imperial'!F49,IF($C$9=\"Recharger 180HD\",'180HD-Imperial'!H49,0))))))))","v":105.62887420977776},{"$f":"IF($C$9=\"Contactor 100HD\",'100HD-Imperial'!I49,IF($C$9=\"Recharger 150XLHD\",'150XLHD-Imperial'!I49,IF($C$9=\"Recharger 280HD\",'280HD-Imperial'!I49,IF($C$9=\"Recharger 300HD\",'300HD-Imperial'!L49,IF($C$9=\"Recharger 360HD\",'360HD-Imperial'!L49,IF($C$9=\"Recharger 902HD\",'902HD-Imperial'!L49,IF($C$9=\"Contactor Field Drain C-4HD\",'C-4HD-Imperial'!G49,IF($C$9=\"Recharger 180HD\",'180HD-Imperial'!I49,0))))))))","v":2.58},null,null,null,null,null,{"$f":"IF($C$9=\"Contactor 100HD\",'100HD-Imperial'!E49,IF($C$9=\"Recharger 150XLHD\",'150XLHD-Imperial'!E49,IF($C$9=\"Recharger 280HD\",'280HD-Imperial'!E49,IF($C$9=\"Recharger 300HD\",#REF!,IF($C$9=\"Recharger 360HD\",'360HD-Imperial'!H49,IF($C$9=\"Recharger 902HD\",'902HD-Imperial'!H49,IF($C$9=\"Recharger 180HD\",'180HD-Imperial'!C49,\"\")))))))","v":{"$error":"#REF!"}}]
[{"$f":"IF($C$9=\"Contactor 100HD\",'100HD-Imperial'!A50,IF($C$9=\"Recharger 150XLHD\",'150XLHD-Imperial'!A50,IF($C$9=\"Recharger 280HD\",'280HD-Imperial'!A50,IF($C$9=\"Recharger 300HD\",'300HD-Imperial'!A50,IF($C$9=\"Recharger 360HD\",'360HD-Imperial'!A50,IF($C$9=\"Recharger 902HD\",'902HD-Imperial'!A50,IF($C$9=\"Contactor Field Drain C-4HD\",'C-4HD-Imperial'!A50,IF($C$9=\"Recharger 180HD\",'180HD-Imperial'!A50,0))))))))","v":30},{"$f":"IF($C$9=\"Contactor 100HD\",'100HD-Imperial'!D50,IF($C$9=\"Recharger 150XLHD\",'150XLHD-Imperial'!D50,IF($C$9=\"Recharger 280HD\",'280HD-Imperial'!D50,IF($C$9=\"Recharger 300HD\",'300HD-Imperial'!G50,IF($C$9=\"Recharger 360HD\",'360HD-Imperial'!G50,IF($C$9=\"Recharger 902HD\",'902HD-Imperial'!G50,IF($C$9=\"Contactor Field Drain C-4HD\",'C-4HD-Imperial'!C50,IF($C$9=\"Recharger 180HD\",'180HD-Imperial'!D50,0))))))))","v":1.4740646800000059},{"$f":"IF($C$9=\"Contactor 100HD\",'100HD-Imperial'!F50,IF($C$9=\"Recharger 150XLHD\",'150XLHD-Imperial'!F50,IF($C$9=\"Recharger 280HD\",'280HD-Imperial'!F50,IF($C$9=\"Recharger 300HD\",'300HD-Imperial'!I50,IF($C$9=\"Recharger 360HD\",'360HD-Imperial'!I50,IF($C$9=\"Recharger 902HD\",'902HD-Imperial'!I50,IF($C$9=\"Contactor Field Drain C-4HD\",'C-4HD-Imperial'!D50,IF($C$9=\"Recharger 180HD\",'180HD-Imperial'!F50,0))))))))","v":1.6360685724444419},{"$f":"IF($C$9=\"Contactor 100HD\",'100HD-Imperial'!G50,IF($C$9=\"Recharger 150XLHD\",'150XLHD-Imperial'!G50,IF($C$9=\"Recharger 280HD\",'280HD-Imperial'!G50,IF($C$9=\"Recharger 300HD\",'300HD-Imperial'!J50,IF($C$9=\"Recharger 360HD\",'360HD-Imperial'!J50,IF($C$9=\"Recharger 902HD\",'902HD-Imperial'!J50,IF($C$9=\"Contactor Field Drain C-4HD\",'C-4HD-Imperial'!E50,IF($C$9=\"Recharger 180HD\",'180HD-Imperial'!G50,0))))))))","v":3.1101332524444478},{"$f":"IF($C$9=\"Contactor 100HD\",'100HD-Imperial'!H50,IF($C$9=\"Recharger 150XLHD\",'150XLHD-Imperial'!H50,IF($C$9=\"Recharger 280HD\",'280HD-Imperial'!H50,IF($C$9=\"Recharger 300HD\",'300HD-Imperial'!K50,IF($C$9=\"Recharger 360HD\",'360HD-Imperial'!K50,IF($C$9=\"Recharger 902HD\",'902HD-Imperial'!K50,IF($C$9=\"Contactor Field Drain C-4HD\",'C-4HD-Imperial'!F50,IF($C$9=\"Recharger 180HD\",'180HD-Imperial'!H50,0))))))))","v":102.58719984133332},{"$f":"IF($C$9=\"Contactor 100HD\",'100HD-Imperial'!I50,IF($C$9=\"Recharger 150XLHD\",'150XLHD-Imperial'!I50,IF($C$9=\"Recharger 280HD\",'280HD-Imperial'!I50,IF($C$9=\"Recharger 300HD\",'300HD-Imperial'!L50,IF($C$9=\"Recharger 360HD\",'360HD-Imperial'!L50,IF($C$9=\"Recharger 902HD\",'902HD-Imperial'!L50,IF($C$9=\"Contactor Field Drain C-4HD\",'C-4HD-Imperial'!G50,IF($C$9=\"Recharger 180HD\",'180HD-Imperial'!I50,0))))))))","v":2.5},null,null,null,null,null,{"$f":"IF($C$9=\"Contactor 100HD\",'100HD-Imperial'!E50,IF($C$9=\"Recharger 150XLHD\",'150XLHD-Imperial'!E50,IF($C$9=\"Recharger 280HD\",'280HD-Imperial'!E50,IF($C$9=\"Recharger 300HD\",#REF!,IF($C$9=\"Recharger 360HD\",'360HD-Imperial'!H50,IF($C$9=\"Recharger 902HD\",'902HD-Imperial'!H50,IF($C$9=\"Recharger 180HD\",'180HD-Imperial'!C50,\"\")))))))","v":{"$error":"#REF!"}}]
[{"$f":"IF($C$9=\"Contactor 100HD\",'100HD-Imperial'!A51,IF($C$9=\"Recharger 150XLHD\",'150XLHD-Imperial'!A51,IF($C$9=\"Recharger 280HD\",'280HD-Imperial'!A51,IF($C$9=\"Recharger 300HD\",'300HD-Imperial'!A51,IF($C$9=\"Recharger 360HD\",'360HD-Imperial'!A51,IF($C$9=\"Recharger 902HD\",'902HD-Imperial'!A51,IF($C$9=\"Contactor Field Drain C-4HD\",'C-4HD-Imperial'!A51,IF($C$9=\"Recharger 180HD\",'180HD-Imperial'!A51,0))))))))","v":29},{"$f":"IF($C$9=\"Contactor 100HD\",'100HD-Imperial'!D51,IF($C$9=\"Recharger 150XLHD\",'150XLHD-Imperial'!D51,IF($C$9=\"Recharger 280HD\",'280HD-Imperial'!D51,IF($C$9=\"Recharger 300HD\",'300HD-Imperial'!G51,IF($C$9=\"Recharger 360HD\",'360HD-Imperial'!G51,IF($C$9=\"Recharger 902HD\",'902HD-Imperial'!G51,IF($C$9=\"Contactor Field Drain C-4HD\",'C-4HD-Imperial'!C51,IF($C$9=\"Recharger 180HD\",'180HD-Imperial'!D51,0))))))))","v":1.5824043399999965},{"$f":"IF($C$9=\"Contactor 100HD\",'100HD-Imperial'!F51,IF($C$9=\"Recharger 150XLHD\",'150XLHD-Imperial'!F51,IF($C$9=\"Recharger 280HD\",'280HD-Imperial'!F51,IF($C$9=\"Recharger 300HD\",'300HD-Imperial'!I51,IF($C$9=\"Recharger 360HD\",'360HD-Imperial'!I51,IF($C$9=\"Recharger 902HD\",'902HD-Imperial'!I51,IF($C$9=\"Contactor Field Drain C-4HD\",'C-4HD-Imperial'!D51,IF($C$9=\"Recharger 180HD\",'180HD-Imperial'!F51,0))))))))","v":1.5927327084444458},{"$f":"IF($C$9=\"Contactor 100HD\",'100HD-Imperial'!G51,IF($C$9=\"Recharger 150XLHD\",'150XLHD-Imperial'!G51,IF($C$9=\"Recharger 280HD\",'280HD-Imperial'!G51,IF($C$9=\"Recharger 300HD\",'300HD-Imperial'!J51,IF($C$9=\"Recharger 360HD\",'360HD-Imperial'!J51,IF($C$9=\"Recharger 902HD\",'902HD-Imperial'!J51,IF($C$9=\"Contactor Field Drain C-4HD\",'C-4HD-Imperial'!E51,IF($C$9=\"Recharger 180HD\",'180HD-Imperial'!G51,0))))))))","v":3.1751370484444426},{"$f":"IF($C$9=\"Contactor 100HD\",'100HD-Imperial'!H51,IF($C$9=\"Recharger 150XLHD\",'150XLHD-Imperial'!H51,IF($C$9=\"Recharger 280HD\",'280HD-Imperial'!H51,IF($C$9=\"Recharger 300HD\",'300HD-Imperial'!K51,IF($C$9=\"Recharger 360HD\",'360HD-Imperial'!K51,IF($C$9=\"Recharger 902HD\",'902HD-Imperial'!K51,IF($C$9=\"Contactor Field Drain C-4HD\",'C-4HD-Imperial'!F51,IF($C$9=\"Recharger 180HD\",'180HD-Imperial'!H51,0))))))))","v":99.477066588888874},{"$f":"IF($C$9=\"Contactor 100HD\",'100HD-Imperial'!I51,IF($C$9=\"Recharger 150XLHD\",'150XLHD-Imperial'!I51,IF($C$9=\"Recharger 280HD\",'280HD-Imperial'!I51,IF($C$9=\"Recharger 300HD\",'300HD-Imperial'!L51,IF($C$9=\"Recharger 360HD\",'360HD-Imperial'!L51,IF($C$9=\"Recharger 902HD\",'902HD-Imperial'!L51,IF($C$9=\"Contactor Field Drain C-4HD\",'C-4HD-Imperial'!G51,IF($C$9=\"Recharger 180HD\",'180HD-Imperial'!I51,0))))))))","v":2.42},null,null,null,null,null,{"$f":"IF($C$9=\"Contactor 100HD\",'100HD-Imperial'!E51,IF($C$9=\"Recharger 150XLHD\",'150XLHD-Imperial'!E51,IF($C$9=\"Recharger 280HD\",'280HD-Imperial'!E51,IF($C$9=\"Recharger 300HD\",#REF!,IF($C$9=\"Recharger 360HD\",'360HD-Imperial'!H51,IF($C$9=\"Recharger 902HD\",'902HD-Imperial'!H51,IF($C$9=\"Recharger 180HD\",'180HD-Imperial'!C51,\"\")))))))","v":{"$error":"#REF!"}}]
[{"$f":"IF($C$9=\"Contactor 100HD\",'100HD-Imperial'!A52,IF($C$9=\"Recharger 150XLHD\",'150XLHD-Imperial'!A52,IF($C$9=\"Recharger 280HD\",'280HD-Imperial'!A52,IF($C$9=\"Recharger 300HD\",'300HD-Imperial'!A52,IF($C$9=\"Recharger 360HD\",'360HD-Imperial'!A52,IF($C$9=\"Recharger 902HD\",'902HD-Imperial'!A52,IF($C$9=\"Contactor Field Drain C-4HD\",'C-4HD-Imperial'!A52,IF($C$9=\"Recharger 180HD\",'180HD-Imperial'!A52,0))))))))","v":28},{"$f":"IF($C$9=\"Contactor 100HD\",'100HD-Imperial'!D52,IF($C$9=\"Recharger 150XLHD\",'150XLHD-Imperial'!D52,IF($C$9=\"Recharger 280HD\",'280HD-Imperial'!D52,IF($C$9=\"Recharger 300HD\",'300HD-Imperial'!G52,IF($C$9=\"Recharger 360HD\",'360HD-Imperial'!G52,IF($C$9=\"Recharger 902HD\",'902HD-Imperial'!G52,IF($C$9=\"Contactor Field Drain C-4HD\",'C-4HD-Imperial'!C52,IF($C$9=\"Recharger 180HD\",'180HD-Imperial'!D52,0))))))))","v":1.6710470000000033},{"$f":"IF($C$9=\"Contactor 100HD\",'100HD-Imperial'!F52,IF($C$9=\"Recharger 150XLHD\",'150XLHD-Imperial'!F52,IF($C$9=\"Recharger 280HD\",'280HD-Imperial'!F52,IF($C$9=\"Recharger 300HD\",'300HD-Imperial'!I52,IF($C$9=\"Recharger 360HD\",'360HD-Imperial'!I52,IF($C$9=\"Recharger 902HD\",'902HD-Imperial'!I52,IF($C$9=\"Contactor Field Drain C-4HD\",'C-4HD-Imperial'!D52,IF($C$9=\"Recharger 180HD\",'180HD-Imperial'!F52,0))))))))","v":1.5572756444444431},{"$f":"IF($C$9=\"Contactor 100HD\",'100HD-Imperial'!G52,IF($C$9=\"Recharger 150XLHD\",'150XLHD-Imperial'!G52,IF($C$9=\"Recharger 280HD\",'280HD-Imperial'!G52,IF($C$9=\"Recharger 300HD\",'300HD-Imperial'!J52,IF($C$9=\"Recharger 360HD\",'360HD-Imperial'!J52,IF($C$9=\"Recharger 902HD\",'902HD-Imperial'!J52,IF($C$9=\"Contactor Field Drain C-4HD\",'C-4HD-Imperial'!E52,IF($C$9=\"Recharger 180HD\",'180HD-Imperial'!G52,0))))))))","v":3.2283226444444466},{"$f":"IF($C$9=\"Contactor 100HD\",'100HD-Imperial'!H52,IF($C$9=\"Recharger 150XLHD\",'150XLHD-Imperial'!H52,IF($C$9=\"Recharger 280HD\",'280HD-Imperial'!H52,IF($C$9=\"Recharger 300HD\",'300HD-Imperial'!K52,IF($C$9=\"Recharger 360HD\",'360HD-Imperial'!K52,IF($C$9=\"Recharger 902HD\",'902HD-Imperial'!K52,IF($C$9=\"Contactor Field Drain C-4HD\",'C-4HD-Imperial'!F52,IF($C$9=\"Recharger 180HD\",'180HD-Imperial'!H52,0))))))))","v":96.301929540444434},{"$f":"IF($C$9=\"Contactor 100HD\",'100HD-Imperial'!I52,IF($C$9=\"Recharger 150XLHD\",'150XLHD-Imperial'!I52,IF($C$9=\"Recharger 280HD\",'280HD-Imperial'!I52,IF($C$9=\"Recharger 300HD\",'300HD-Imperial'!L52,IF($C$9=\"Recharger 360HD\",'360HD-Imperial'!L52,IF($C$9=\"Recharger 902HD\",'902HD-Imperial'!L52,IF($C$9=\"Contactor Field Drain C-4HD\",'C-4HD-Imperial'!G52,IF($C$9=\"Recharger 180HD\",'180HD-Imperial'!I52,0))))))))","v":2.33},null,null,null,null,null,{"$f":"IF($C$9=\"Contactor 100HD\",'100HD-Imperial'!E52,IF($C$9=\"Recharger 150XLHD\",'150XLHD-Imperial'!E52,IF($C$9=\"Recharger 280HD\",'280HD-Imperial'!E52,IF($C$9=\"Recharger 300HD\",#REF!,IF($C$9=\"Recharger 360HD\",'360HD-Imperial'!H52,IF($C$9=\"Recharger 902HD\",'902HD-Imperial'!H52,IF($C$9=\"Recharger 180HD\",'180HD-Imperial'!C52,\"\")))))))","v":{"$error":"#REF!"}}]
[{"$f":"IF($C$9=\"Contactor 100HD\",'100HD-Imperial'!A53,IF($C$9=\"Recharger 150XLHD\",'150XLHD-Imperial'!A53,IF($C$9=\"Recharger 280HD\",'280HD-Imperial'!A53,IF($C$9=\"Recharger 300HD\",'300HD-Imperial'!A53,IF($C$9=\"Recharger 360HD\",'360HD-Imperial'!A53,IF($C$9=\"Recharger 902HD\",'902HD-Imperial'!A53,IF($C$9=\"Contactor Field Drain C-4HD\",'C-4HD-Imperial'!A53,IF($C$9=\"Recharger 180HD\",'180HD-Imperial'!A53,0))))))))","v":27},{"$f":"IF($C$9=\"Contactor 100HD\",'100HD-Imperial'!D53,IF($C$9=\"Recharger 150XLHD\",'150XLHD-Imperial'!D53,IF($C$9=\"Recharger 280HD\",'280HD-Imperial'!D53,IF($C$9=\"Recharger 300HD\",'300HD-Imperial'!G53,IF($C$9=\"Recharger 360HD\",'360HD-Imperial'!G53,IF($C$9=\"Recharger 902HD\",'902HD-Imperial'!G53,IF($C$9=\"Contactor Field Drain C-4HD\",'C-4HD-Imperial'!C53,IF($C$9=\"Recharger 180HD\",'180HD-Imperial'!D53,0))))))))","v":1.7510483899999967},{"$f":"IF($C$9=\"Contactor 100HD\",'100HD-Imperial'!F53,IF($C$9=\"Recharger 150XLHD\",'150XLHD-Imperial'!F53,IF($C$9=\"Recharger 280HD\",'280HD-Imperial'!F53,IF($C$9=\"Recharger 300HD\",'300HD-Imperial'!I53,IF($C$9=\"Recharger 360HD\",'360HD-Imperial'!I53,IF($C$9=\"Recharger 902HD\",'902HD-Imperial'!I53,IF($C$9=\"Contactor Field Drain C-4HD\",'C-4HD-Imperial'!D53,IF($C$9=\"Recharger 180HD\",'180HD-Imperial'!F53,0))))))))","v":1.5252750884444457},{"$f":"IF($C$9=\"Contactor 100HD\",'100HD-Imperial'!G53,IF($C$9=\"Recharger 150XLHD\",'150XLHD-Imperial'!G53,IF($C$9=\"Recharger 280HD\",'280HD-Imperial'!G53,IF($C$9=\"Recharger 300HD\",'300HD-Imperial'!J53,IF($C$9=\"Recharger 360HD\",'360HD-Imperial'!J53,IF($C$9=\"Recharger 902HD\",'902HD-Imperial'!J53,IF($C$9=\"Contactor Field Drain C-4HD\",'C-4HD-Imperial'!E53,IF($C$9=\"Recharger 180HD\",'180HD-Imperial'!G53,0))))))))","v":3.2763234784444424},{"$f":"IF($C$9=\"Contactor 100HD\",'100HD-Imperial'!H53,IF($C$9=\"Recharger 150XLHD\",'150XLHD-Imperial'!H53,IF($C$9=\"Recharger 280HD\",'280HD-Imperial'!H53,IF($C$9=\"Recharger 300HD\",'300HD-Imperial'!K53,IF($C$9=\"Recharger 360HD\",'360HD-Imperial'!K53,IF($C$9=\"Recharger 902HD\",'902HD-Imperial'!K53,IF($C$9=\"Contactor Field Drain C-4HD\",'C-4HD-Imperial'!F53,IF($C$9=\"Recharger 180HD\",'180HD-Imperial'!H53,0))))))))","v":93.073606895999987},{"$f":"IF($C$9=\"Contactor 100HD\",'100HD-Imperial'!I53,IF($C$9=\"Recharger 150XLHD\",'150XLHD-Imperial'!I53,IF($C$9=\"Recharger 280HD\",'280HD-Imperial'!I53,IF($C$9=\"Recharger 300HD\",'300HD-Imperial'!L53,IF($C$9=\"Recharger 360HD\",'360HD-Imperial'!L53,IF($C$9=\"Recharger 902HD\",'902HD-Imperial'!L53,IF($C$9=\"Contactor Field Drain C-4HD\",'C-4HD-Imperial'!G53,IF($C$9=\"Recharger 180HD\",'180HD-Imperial'!I53,0))))))))","v":2.25},null,null,null,null,null,{"$f":"IF($C$9=\"Contactor 100HD\",'100HD-Imperial'!E53,IF($C$9=\"Recharger 150XLHD\",'150XLHD-Imperial'!E53,IF($C$9=\"Recharger 280HD\",'280HD-Imperial'!E53,IF($C$9=\"Recharger 300HD\",#REF!,IF($C$9=\"Recharger 360HD\",'360HD-Imperial'!H53,IF($C$9=\"Recharger 902HD\",'902HD-Imperial'!H53,IF($C$9=\"Recharger 180HD\",'180HD-Imperial'!C53,\"\")))))))","v":{"$error":"#REF!"}}]
[{"$f":"IF($C$9=\"Contactor 100HD\",'100HD-Imperial'!A54,IF($C$9=\"Recharger 150XLHD\",'150XLHD-Imperial'!A54,IF($C$9=\"Recharger 280HD\",'280HD-Imperial'!A54,IF($C$9=\"Recharger 300HD\",'300HD-Imperial'!A54,IF($C$9=\"Recharger 360HD\",'360HD-Imperial'!A54,IF($C$9=\"Recharger 902HD\",'902HD-Imperial'!A54,IF($C$9=\"Contactor Field Drain C-4HD\",'C-4HD-Imperial'!A54,IF($C$9=\"Recharger 180HD\",'180HD-Imperial'!A54,0))))))))","v":26},{"$f":"IF($C$9=\"Contactor 100HD\",'100HD-Imperial'!D54,IF($C$9=\"Recharger 150XLHD\",'150XLHD-Imperial'!D54,IF($C$9=\"Recharger 280HD\",'280HD-Imperial'!D54,IF($C$9=\"Recharger 300HD\",'300HD-Imperial'!G54,IF($C$9=\"Recharger 360HD\",'360HD-Imperial'!G54,IF($C$9=\"Recharger 902HD\",'902HD-Imperial'!G54,IF($C$9=\"Contactor Field Drain C-4HD\",'C-4HD-Imperial'!C54,IF($C$9=\"Recharger 180HD\",'180HD-Imperial'!D54,0))))))))","v":1.82950138},{"$f":"IF($C$9=\"Contactor 100HD\",'100HD-Imperial'!F54,IF($C$9=\"Recharger 150XLHD\",'150XLHD-Imperial'!F54,IF($C$9=\"Recharger 280HD\",'280HD-Imperial'!F54,IF($C$9=\"Recharger 300HD\",'300HD-Imperial'!I54,IF($C$9=\"Recharger 360HD\",'360HD-Imperial'!I54,IF($C$9=\"Recharger 902HD\",'902HD-Imperial'!I54,IF($C$9=\"Contactor Field Drain C-4HD\",'C-4HD-Imperial'!D54,IF($C$9=\"Recharger 180HD\",'180HD-Imperial'!F54,0))))))))","v":1.4938938924444445},{"$f":"IF($C$9=\"Contactor 100HD\",'100HD-Imperial'!G54,IF($C$9=\"Recharger 150XLHD\",'150XLHD-Imperial'!G54,IF($C$9=\"Recharger 280HD\",'280HD-Imperial'!G54,IF($C$9=\"Recharger 300HD\",'300HD-Imperial'!J54,IF($C$9=\"Recharger 360HD\",'360HD-Imperial'!J54,IF($C$9=\"Recharger 902HD\",'902HD-Imperial'!J54,IF($C$9=\"Contactor Field Drain C-4HD\",'C-4HD-Imperial'!E54,IF($C$9=\"Recharger 180HD\",'180HD-Imperial'!G54,0))))))))","v":3.3233952724444444},{"$f":"IF($C$9=\"Contactor 100HD\",'100HD-Imperial'!H54,IF($C$9=\"Recharger 150XLHD\",'150XLHD-Imperial'!H54,IF($C$9=\"Recharger 280HD\",'280HD-Imperial'!H54,IF($C$9=\"Recharger 300HD\",'300HD-Imperial'!K54,IF($C$9=\"Recharger 360HD\",'360HD-Imperial'!K54,IF($C$9=\"Recharger 902HD\",'902HD-Imperial'!K54,IF($C$9=\"Contactor Field Drain C-4HD\",'C-4HD-Imperial'!F54,IF($C$9=\"Recharger 180HD\",'180HD-Imperial'!H54,0))))))))","v":89.797283417555548},{"$f":"IF($C$9=\"Contactor 100HD\",'100HD-Imperial'!I54,IF($C$9=\"Recharger 150XLHD\",'150XLHD-Imperial'!I54,IF($C$9=\"Recharger 280HD\",'280HD-Imperial'!I54,IF($C$9=\"Recharger 300HD\",'300HD-Imperial'!L54,IF($C$9=\"Recharger 360HD\",'360HD-Imperial'!L54,IF($C$9=\"Recharger 902HD\",'902HD-Imperial'!L54,IF($C$9=\"Contactor Field Drain C-4HD\",'C-4HD-Imperial'!G54,IF($C$9=\"Recharger 180HD\",'180HD-Imperial'!I54,0))))))))","v":2.17},null,null,null,null,null,{"$f":"IF($C$9=\"Contactor 100HD\",'100HD-Imperial'!E54,IF($C$9=\"Recharger 150XLHD\",'150XLHD-Imperial'!E54,IF($C$9=\"Recharger 280HD\",'280HD-Imperial'!E54,IF($C$9=\"Recharger 300HD\",#REF!,IF($C$9=\"Recharger 360HD\",'360HD-Imperial'!H54,IF($C$9=\"Recharger 902HD\",'902HD-Imperial'!H54,IF($C$9=\"Recharger 180HD\",'180HD-Imperial'!C54,\"\")))))))","v":{"$error":"#REF!"}}]
[{"$f":"IF($C$9=\"Contactor 100HD\",'100HD-Imperial'!A55,IF($C$9=\"Recharger 150XLHD\",'150XLHD-Imperial'!A55,IF($C$9=\"Recharger 280HD\",'280HD-Imperial'!A55,IF($C$9=\"Recharger 300HD\",'300HD-Imperial'!A55,IF($C$9=\"Recharger 360HD\",'360HD-Imperial'!A55,IF($C$9=\"Recharger 902HD\",'902HD-Imperial'!A55,IF($C$9=\"Contactor Field Drain C-4HD\",'C-4HD-Imperial'!A55,IF($C$9=\"Recharger 180HD\",'180HD-Imperial'!A55,0))))))))","v":25},{"$f":"IF($C$9=\"Contactor 100HD\",'100HD-Imperial'!D55,IF($C$9=\"Recharger 150XLHD\",'150XLHD-Imperial'!D55,IF($C$9=\"Recharger 280HD\",'280HD-Imperial'!D55,IF($C$9=\"Recharger 300HD\",'300HD-Imperial'!G55,IF($C$9=\"Recharger 360HD\",'360HD-Imperial'!G55,IF($C$9=\"Recharger 902HD\",'902HD-Imperial'!G55,IF($C$9=\"Contactor Field Drain C-4HD\",'C-4HD-Imperial'!C55,IF($C$9=\"Recharger 180HD\",'180HD-Imperial'!D55,0))))))))","v":1.8868733100000012},{"$f":"IF($C$9=\"Contactor 100HD\",'100HD-Imperial'!F55,IF($C$9=\"Recharger 150XLHD\",'150XLHD-Imperial'!F55,IF($C$9=\"Recharger 280HD\",'280HD-Imperial'!F55,IF($C$9=\"Recharger 300HD\",'300HD-Imperial'!I55,IF($C$9=\"Recharger 360HD\",'360HD-Imperial'!I55,IF($C$9=\"Recharger 902HD\",'902HD-Imperial'!I55,IF($C$9=\"Contactor Field Drain C-4HD\",'C-4HD-Imperial'!D55,IF($C$9=\"Recharger 180HD\",'180HD-Imperial'!F55,0))))))))","v":1.4709451204444439},{"$f":"IF($C$9=\"Contactor 100HD\",'100HD-Imperial'!G55,IF($C$9=\"Recharger 150XLHD\",'150XLHD-Imperial'!G55,IF($C$9=\"Recharger 280HD\",'280HD-Imperial'!G55,IF($C$9=\"Recharger 300HD\",'300HD-Imperial'!J55,IF($C$9=\"Recharger 360HD\",'360HD-Imperial'!J55,IF($C$9=\"Recharger 902HD\",'902HD-Imperial'!J55,IF($C$9=\"Contactor Field Drain C-4HD\",'C-4HD-Imperial'!E55,IF($C$9=\"Recharger 180HD\",'180HD-Imperial'!G55,0))))))))","v":3.3578184304444454},{"$f":"IF($C$9=\"Contactor 100HD\",'100HD-Imperial'!H55,IF($C$9=\"Recharger 150XLHD\",'150XLHD-Imperial'!H55,IF($C$9=\"Recharger 280HD\",'280HD-Imperial'!H55,IF($C$9=\"Recharger 300HD\",'300HD-Imperial'!K55,IF($C$9=\"Recharger 360HD\",'360HD-Imperial'!K55,IF($C$9=\"Recharger 902HD\",'902HD-Imperial'!K55,IF($C$9=\"Contactor Field Drain C-4HD\",'C-4HD-Imperial'!F55,IF($C$9=\"Recharger 180HD\",'180HD-Imperial'!H55,0))))))))","v":86.473888145111104},{"$f":"IF($C$9=\"Contactor 100HD\",'100HD-Imperial'!I55,IF($C$9=\"Recharger 150XLHD\",'150XLHD-Imperial'!I55,IF($C$9=\"Recharger 280HD\",'280HD-Imperial'!I55,IF($C$9=\"Recharger 300HD\",'300HD-Imperial'!L55,IF($C$9=\"Recharger 360HD\",'360HD-Imperial'!L55,IF($C$9=\"Recharger 902HD\",'902HD-Imperial'!L55,IF($C$9=\"Contactor Field Drain C-4HD\",'C-4HD-Imperial'!G55,IF($C$9=\"Recharger 180HD\",'180HD-Imperial'!I55,0))))))))","v":2.08},null,null,null,null,null,{"$f":"IF($C$9=\"Contactor 100HD\",'100HD-Imperial'!E55,IF($C$9=\"Recharger 150XLHD\",'150XLHD-Imperial'!E55,IF($C$9=\"Recharger 280HD\",'280HD-Imperial'!E55,IF($C$9=\"Recharger 300HD\",#REF!,IF($C$9=\"Recharger 360HD\",'360HD-Imperial'!H55,IF($C$9=\"Recharger 902HD\",'902HD-Imperial'!H55,IF($C$9=\"Recharger 180HD\",'180HD-Imperial'!C55,\"\")))))))","v":{"$error":"#REF!"}}]
[{"$f":"IF($C$9=\"Contactor 100HD\",'100HD-Imperial'!A56,IF($C$9=\"Recharger 150XLHD\",'150XLHD-Imperial'!A56,IF($C$9=\"Recharger 280HD\",'280HD-Imperial'!A56,IF($C$9=\"Recharger 300HD\",'300HD-Imperial'!A56,IF($C$9=\"Recharger 360HD\",'360HD-Imperial'!A56,IF($C$9=\"Recharger 902HD\",'902HD-Imperial'!A56,IF($C$9=\"Contactor Field Drain C-4HD\",'C-4HD-Imperial'!A56,IF($C$9=\"Recharger 180HD\",'180HD-Imperial'!A56,0))))))))","v":24},{"$f":"IF($C$9=\"Contactor 100HD\",'100HD-Imperial'!D56,IF($C$9=\"Recharger 150XLHD\",'150XLHD-Imperial'!D56,IF($C$9=\"Recharger 280HD\",'280HD-Imperial'!D56,IF($C$9=\"Recharger 300HD\",'300HD-Imperial'!G56,IF($C$9=\"Recharger 360HD\",'360HD-Imperial'!G56,IF($C$9=\"Recharger 902HD\",'902HD-Imperial'!G56,IF($C$9=\"Contactor Field Drain C-4HD\",'C-4HD-Imperial'!C56,IF($C$9=\"Recharger 180HD\",'180HD-Imperial'!D56,0))))))))","v":1.9626082499999993},{"$f":"IF($C$9=\"Contactor 100HD\",'100HD-Imperial'!F56,IF($C$9=\"Recharger 150XLHD\",'150XLHD-Imperial'!F56,IF($C$9=\"Recharger 280HD\",'280HD-Imperial'!F56,IF($C$9=\"Recharger 300HD\",'300HD-Imperial'!I56,IF($C$9=\"Recharger 360HD\",'360HD-Imperial'!I56,IF($C$9=\"Recharger 902HD\",'902HD-Imperial'!I56,IF($C$9=\"Contactor Field Drain C-4HD\",'C-4HD-Imperial'!D56,IF($C$9=\"Recharger 180HD\",'180HD-Imperial'!F56,0))))))))","v":1.4406511444444448},{"$f":"IF($C$9=\"Contactor 100HD\",'100HD-Imperial'!G56,IF($C$9=\"Recharger 150XLHD\",'150XLHD-Imperial'!G56,IF($C$9=\"Recharger 280HD\",'280HD-Imperial'!G56,IF($C$9=\"Recharger 300HD\",'300HD-Imperial'!J56,IF($C$9=\"Recharger 360HD\",'360HD-Imperial'!J56,IF($C$9=\"Recharger 902HD\",'902HD-Imperial'!J56,IF($C$9=\"Contactor Field Drain C-4HD\",'C-4HD-Imperial'!E56,IF($C$9=\"Recharger 180HD\",'180HD-Imperial'!G56,0))))))))","v":3.403259394444444},{"$f":"IF($C$9=\"Contactor 100HD\",'100HD-Imperial'!H56,IF($C$9=\"Recharger 150XLHD\",'150XLHD-Imperial'!H56,IF($C$9=\"Recharger 280HD\",'280HD-Imperial'!H56,IF($C$9=\"Recharger 300HD\",'300HD-Imperial'!K56,IF($C$9=\"Recharger 360HD\",'360HD-Imperial'!K56,IF($C$9=\"Recharger 902HD\",'902HD-Imperial'!K56,IF($C$9=\"Contactor Field Drain C-4HD\",'C-4HD-Imperial'!F56,IF($C$9=\"Recharger 180HD\",'180HD-Imperial'!H56,0))))))))","v":83.116069714666665},{"$f":"IF($C$9=\"Contactor 100HD\",'100HD-Imperial'!I56,IF($C$9=\"Recharger 150XLHD\",'150XLHD-Imperial'!I56,IF($C$9=\"Recharger 280HD\",'280HD-Imperial'!I56,IF($C$9=\"Recharger 300HD\",'300HD-Imperial'!L56,IF($C$9=\"Recharger 360HD\",'360HD-Imperial'!L56,IF($C$9=\"Recharger 902HD\",'902HD-Imperial'!L56,IF($C$9=\"Contactor Field Drain C-4HD\",'C-4HD-Imperial'!G56,IF($C$9=\"Recharger 180HD\",'180HD-Imperial'!I56,0))))))))","v":2},null,null,null,null,null,{"$f":"IF($C$9=\"Contactor 100HD\",'100HD-Imperial'!E56,IF($C$9=\"Recharger 150XLHD\",'150XLHD-Imperial'!E56,IF($C$9=\"Recharger 280HD\",'280HD-Imperial'!E56,IF($C$9=\"Recharger 300HD\",#REF!,IF($C$9=\"Recharger 360HD\",'360HD-Imperial'!H56,IF($C$9=\"Recharger 902HD\",'902HD-Imperial'!H56,IF($C$9=\"Recharger 180HD\",'180HD-Imperial'!C56,\"\")))))))","v":{"$error":"#REF!"}}]
[{"$f":"IF($C$9=\"Contactor 100HD\",'100HD-Imperial'!A57,IF($C$9=\"Recharger 150XLHD\",'150XLHD-Imperial'!A57,IF($C$9=\"Recharger 280HD\",'280HD-Imperial'!A57,IF($C$9=\"Recharger 300HD\",'300HD-Imperial'!A57,IF($C$9=\"Recharger 360HD\",'360HD-Imperial'!A57,IF($C$9=\"Recharger 902HD\",'902HD-Imperial'!A57,IF($C$9=\"Contactor Field Drain C-4HD\",'C-4HD-Imperial'!A57,IF($C$9=\"Recharger 180HD\",'180HD-Imperial'!A57,0))))))))","v":23},{"$f":"IF($C$9=\"Contactor 100HD\",'100HD-Imperial'!D57,IF($C$9=\"Recharger 150XLHD\",'150XLHD-Imperial'!D57,IF($C$9=\"Recharger 280HD\",'280HD-Imperial'!D57,IF($C$9=\"Recharger 300HD\",'300HD-Imperial'!G57,IF($C$9=\"Recharger 360HD\",'360HD-Imperial'!G57,IF($C$9=\"Recharger 902HD\",'902HD-Imperial'!G57,IF($C$9=\"Contactor Field Drain C-4HD\",'C-4HD-Imperial'!C57,IF($C$9=\"Recharger 180HD\",'180HD-Imperial'!D57,0))))))))","v":2.0210199299999991},{"$f":"IF($C$9=\"Contactor 100HD\",'100HD-Imperial'!F57,IF($C$9=\"Recharger 150XLHD\",'150XLHD-Imperial'!F57,IF($C$9=\"Recharger 280HD\",'280HD-Imperial'!F57,IF($C$9=\"Recharger 300HD\",'300HD-Imperial'!I57,IF($C$9=\"Recharger 360HD\",'360HD-Imperial'!I57,IF($C$9=\"Recharger 902HD\",'902HD-Imperial'!I57,IF($C$9=\"Contactor Field Drain C-4HD\",'C-4HD-Imperial'!D57,IF($C$9=\"Recharger 180HD\",'180HD-Imperial'!F57,0))))))))","v":1.4172864724444447},{"$f":"IF($C$9=\"Contactor 100HD\",'100HD-Imperial'!G57,IF($C$9=\"Recharger 150XLHD\",'150XLHD-Imperial'!G57,IF($C$9=\"Recharger 280HD\",'280HD-Imperial'!G57,IF($C$9=\"Recharger 300HD\",'300HD-Imperial'!J57,IF($C$9=\"Recharger 360HD\",'360HD-Imperial'!J57,IF($C$9=\"Recharger 902HD\",'902HD-Imperial'!J57,IF($C$9=\"Contactor Field Drain C-4HD\",'C-4HD-Imperial'!E57,IF($C$9=\"Recharger 180HD\",'180HD-Imperial'!G57,0))))))))","v":3.4383064024444439},{"$f":"IF($C$9=\"Contactor 100HD\",'100HD-Imperial'!H57,IF($C$9=\"Recharger 150XLHD\",'150XLHD-Imperial'!H57,IF($C$9=\"Recharger 280HD\",'280HD-Imperial'!H57,IF($C$9=\"Recharger 300HD\",'300HD-Imperial'!K57,IF($C$9=\"Recharger 360HD\",'360HD-Imperial'!K57,IF($C$9=\"Recharger 902HD\",'902HD-Imperial'!K57,IF($C$9=\"Contactor Field Drain C-4HD\",'C-4HD-Imperial'!F57,IF($C$9=\"Recharger 180HD\",'180HD-Imperial'!H57,0))))))))","v":79.712810320222218},{"$f":"IF($C$9=\"Contactor 100HD\",'100HD-Imperial'!I57,IF($C$9=\"Recharger 150XLHD\",'150XLHD-Imperial'!I57,IF($C$9=\"Recharger 280HD\",'280HD-Imperial'!I57,IF($C$9=\"Recharger 300HD\",'300HD-Imperial'!L57,IF($C$9=\"Recharger 360HD\",'360HD-Imperial'!L57,IF($C$9=\"Recharger 902HD\",'902HD-Imperial'!L57,IF($C$9=\"Contactor Field Drain C-4HD\",'C-4HD-Imperial'!G57,IF($C$9=\"Recharger 180HD\",'180HD-Imperial'!I57,0))))))))","v":1.92},null,null,null,null,null,{"$f":"IF($C$9=\"Contactor 100HD\",'100HD-Imperial'!E57,IF($C$9=\"Recharger 150XLHD\",'150XLHD-Imperial'!E57,IF($C$9=\"Recharger 280HD\",'280HD-Imperial'!E57,IF($C$9=\"Recharger 300HD\",#REF!,IF($C$9=\"Recharger 360HD\",'360HD-Imperial'!H57,IF($C$9=\"Recharger 902HD\",'902HD-Imperial'!H57,IF($C$9=\"Recharger 180HD\",'180HD-Imperial'!C57,\"\")))))))","v":{"$error":"#REF!"}}]
[{"$f":"IF($C$9=\"Contactor 100HD\",'100HD-Imperial'!A58,IF($C$9=\"Recharger 150XLHD\",'150XLHD-Imperial'!A58,IF($C$9=\"Recharger 280HD\",'280HD-Imperial'!A58,IF($C$9=\"Recharger 300HD\",'300HD-Imperial'!A58,IF($C$9=\"Recharger 360HD\",'360HD-Imperial'!A58,IF($C$9=\"Recharger 902HD\",'902HD-Imperial'!A58,IF($C$9=\"Contactor Field Drain C-4HD\",'C-4HD-Imperial'!A58,IF($C$9=\"Recharger 180HD\",'180HD-Imperial'!A58,0))))))))","v":22},{"$f":"IF($C$9=\"Contactor 100HD\",'100HD-Imperial'!D58,IF($C$9=\"Recharger 150XLHD\",'150XLHD-Imperial'!D58,IF($C$9=\"Recharger 280HD\",'280HD-Imperial'!D58,IF($C$9=\"Recharger 300HD\",'300HD-Imperial'!G58,IF($C$9=\"Recharger 360HD\",'360HD-Imperial'!G58,IF($C$9=\"Recharger 902HD\",'902HD-Imperial'!G58,IF($C$9=\"Contactor Field Drain C-4HD\",'C-4HD-Imperial'!C58,IF($C$9=\"Recharger 180HD\",'180HD-Imperial'!D58,0))))))))","v":2.0882302000000004},{"$f":"IF($C$9=\"Contactor 100HD\",'100HD-Imperial'!F58,IF($C$9=\"Recharger 150XLHD\",'150XLHD-Imperial'!F58,IF($C$9=\"Recharger 280HD\",'280HD-Imperial'!F58,IF($C$9=\"Recharger 300HD\",'300HD-Imperial'!I58,IF($C$9=\"Recharger 360HD\",'360HD-Imperial'!I58,IF($C$9=\"Recharger 902HD\",'902HD-Imperial'!I58,IF($C$9=\"Contactor Field Drain C-4HD\",'C-4HD-Imperial'!D58,IF($C$9=\"Recharger 180HD\",'180HD-Imperial'!F58,0))))))))","v":1.3904023644444443},{"$f":"IF($C$9=\"Contactor 100HD\",'100HD-Imperial'!G58,IF($C$9=\"Recharger 150XLHD\",'150XLHD-Imperial'!G58,IF($C$9=\"Recharger 280HD\",'280HD-Imperial'!G58,IF($C$9=\"Recharger 300HD\",'300HD-Imperial'!J58,IF($C$9=\"Recharger 360HD\",'360HD-Imperial'!J58,IF($C$9=\"Recharger 902HD\",'902HD-Imperial'!J58,IF($C$9=\"Contactor Field Drain C-4HD\",'C-4HD-Imperial'!E58,IF($C$9=\"Recharger 180HD\",'180HD-Imperial'!G58,0))))))))","v":3.4786325644444447},{"$f":"IF($C$9=\"Contactor 100HD\",'100HD-Imperial'!H58,IF($C$9=\"Recharger 150XLHD\",'150XLHD-Imperial'!H58,IF($C$9=\"Recharger 280HD\",'280HD-Imperial'!H58,IF($C$9=\"Recharger 300HD\",'300HD-Imperial'!K58,IF($C$9=\"Recharger 360HD\",'360HD-Imperial'!K58,IF($C$9=\"Recharger 902HD\",'902HD-Imperial'!K58,IF($C$9=\"Contactor Field Drain C-4HD\",'C-4HD-Imperial'!F58,IF($C$9=\"Recharger 180HD\",'180HD-Imperial'!H58,0))))))))","v":76.274503917777778},{"$f":"IF($C$9=\"Contactor 100HD\",'100HD-Imperial'!I58,IF($C$9=\"Recharger 150XLHD\",'150XLHD-Imperial'!I58,IF($C$9=\"Recharger 280HD\",'280HD-Imperial'!I58,IF($C$9=\"Recharger 300HD\",'300HD-Imperial'!L58,IF($C$9=\"Recharger 360HD\",'360HD-Imperial'!L58,IF($C$9=\"Recharger 902HD\",'902HD-Imperial'!L58,IF($C$9=\"Contactor Field Drain C-4HD\",'C-4HD-Imperial'!G58,IF($C$9=\"Recharger 180HD\",'180HD-Imperial'!I58,0))))))))","v":1.83},null,null,null,null,null,{"$f":"IF($C$9=\"Contactor 100HD\",'100HD-Imperial'!E58,IF($C$9=\"Recharger 150XLHD\",'150XLHD-Imperial'!E58,IF($C$9=\"Recharger 280HD\",'280HD-Imperial'!E58,IF($C$9=\"Recharger 300HD\",#REF!,IF($C$9=\"Recharger 360HD\",'360HD-Imperial'!H58,IF($C$9=\"Recharger 902HD\",'902HD-Imperial'!H58,IF($C$9=\"Recharger 180HD\",'180HD-Imperial'!C58,\"\")))))))","v":{"$error":"#REF!"}}]
[{"$f":"IF($C$9=\"Contactor 100HD\",'100HD-Imperial'!A59,IF($C$9=\"Recharger 150XLHD\",'150XLHD-Imperial'!A59,IF($C$9=\"Recharger 280HD\",'280HD-Imperial'!A59,IF($C$9=\"Recharger 300HD\",'300HD-Imperial'!A59,IF($C$9=\"Recharger 360HD\",'360HD-Imperial'!A59,IF($C$9=\"Recharger 902HD\",'902HD-Imperial'!A59,IF($C$9=\"Contactor Field Drain C-4HD\",'C-4HD-Imperial'!A59,IF($C$9=\"Recharger 180HD\",'180HD-Imperial'!A59,0))))))))","v":21},{"$f":"IF($C$9=\"Contactor 100HD\",'100HD-Imperial'!D59,IF($C$9=\"Recharger 150XLHD\",'150XLHD-Imperial'!D59,IF($C$9=\"Recharger 280HD\",'280HD-Imperial'!D59,IF($C$9=\"Recharger 300HD\",'300HD-Imperial'!G59,IF($C$9=\"Recharger 360HD\",'360HD-Imperial'!G59,IF($C$9=\"Recharger 902HD\",'902HD-Imperial'!G59,IF($C$9=\"Contactor Field Drain C-4HD\",'C-4HD-Imperial'!C59,IF($C$9=\"Recharger 180HD\",'180HD-Imperial'!D59,0))))))))","v":2.1465716100000014},{"$f":"IF($C$9=\"Contactor 100HD\",'100HD-Imperial'!F59,IF($C$9=\"Recharger 150XLHD\",'150XLHD-Imperial'!F59,IF($C$9=\"Recharger 280HD\",'280HD-Imperial'!F59,IF($C$9=\"Recharger 300HD\",'300HD-Imperial'!I59,IF($C$9=\"Recharger 360HD\",'360HD-Imperial'!I59,IF($C$9=\"Recharger 902HD\",'902HD-Imperial'!I59,IF($C$9=\"Contactor Field Drain C-4HD\",'C-4HD-Imperial'!D59,IF($C$9=\"Recharger 180HD\",'180HD-Imperial'!F59,0))))))))","v":1.3670658004444438},{"$f":"IF($C$9=\"Contactor 100HD\",'100HD-Imperial'!G59,IF($C$9=\"Recharger 150XLHD\",'150XLHD-Imperial'!G59,IF($C$9=\"Recharger 280HD\",'280HD-Imperial'!G59,IF($C$9=\"Recharger 300HD\",'300HD-Imperial'!J59,IF($C$9=\"Recharger 360HD\",'360HD-Imperial'!J59,IF($C$9=\"Recharger 902HD\",'902HD-Imperial'!J59,IF($C$9=\"Contactor Field Drain C-4HD\",'C-4HD-Imperial'!E59,IF($C$9=\"Recharger 180HD\",'180HD-Imperial'!G59,0))))))))","v":3.5136374104444452},{"$f":"IF($C$9=\"Contactor 100HD\",'100HD-Imperial'!H59,IF($C$9=\"Recharger 150XLHD\",'150XLHD-Imperial'!H59,IF($C$9=\"Recharger 280HD\",'280HD-Imperial'!H59,IF($C$9=\"Recharger 300HD\",'300HD-Imperial'!K59,IF($C$9=\"Recharger 360HD\",'360HD-Imperial'!K59,IF($C$9=\"Recharger 902HD\",'902HD-Imperial'!K59,IF($C$9=\"Contactor Field Drain C-4HD\",'C-4HD-Imperial'!F59,IF($C$9=\"Recharger 180HD\",'180HD-Imperial'!H59,0))))))))","v":72.795871353333339},{"$f":"IF($C$9=\"Contactor 100HD\",'100HD-Imperial'!I59,IF($C$9=\"Recharger 150XLHD\",'150XLHD-Imperial'!I59,IF($C$9=\"Recharger 280HD\",'280HD-Imperial'!I59,IF($C$9=\"Recharger 300HD\",'300HD-Imperial'!L59,IF($C$9=\"Recharger 360HD\",'360HD-Imperial'!L59,IF($C$9=\"Recharger 902HD\",'902HD-Imperial'!L59,IF($C$9=\"Contactor Field Drain C-4HD\",'C-4HD-Imperial'!G59,IF($C$9=\"Recharger 180HD\",'180HD-Imperial'!I59,0))))))))","v":1.75},null,null,null,null,null,{"$f":"IF($C$9=\"Contactor 100HD\",'100HD-Imperial'!E59,IF($C$9=\"Recharger 150XLHD\",'150XLHD-Imperial'!E59,IF($C$9=\"Recharger 280HD\",'280HD-Imperial'!E59,IF($C$9=\"Recharger 300HD\",#REF!,IF($C$9=\"Recharger 360HD\",'360HD-Imperial'!H59,IF($C$9=\"Recharger 902HD\",'902HD-Imperial'!H59,IF($C$9=\"Recharger 180HD\",'180HD-Imperial'!C59,\"\")))))))","v":{"$error":"#REF!"}}]
[{"$f":"IF($C$9=\"Contactor 100HD\",'100HD-Imperial'!A60,IF($C$9=\"Recharger 150XLHD\",'150XLHD-Imperial'!A60,IF($C$9=\"Recharger 280HD\",'280HD-Imperial'!A60,IF($C$9=\"Recharger 300HD\",'300HD-Imperial'!A60,IF($C$9=\"Recharger 360HD\",'360HD-Imperial'!A60,IF($C$9=\"Recharger 902HD\",'902HD-Imperial'!A60,IF($C$9=\"Contactor Field Drain C-4HD\",'C-4HD-Imperial'!A60,IF($C$9=\"Recharger 180HD\",'180HD-Imperial'!A60,0))))))))","v":20},{"$f":"IF($C$9=\"Contactor 100HD\",'100HD-Imperial'!D60,IF($C$9=\"Recharger 150XLHD\",'150XLHD-Imperial'!D60,IF($C$9=\"Recharger 280HD\",'280HD-Imperial'!D60,IF($C$9=\"Recharger 300HD\",'300HD-Imperial'!G60,IF($C$9=\"Recharger 360HD\",'360HD-Imperial'!G60,IF($C$9=\"Recharger 902HD\",'902HD-Imperial'!G60,IF($C$9=\"Contactor Field Drain C-4HD\",'C-4HD-Imperial'!C60,IF($C$9=\"Recharger 180HD\",'180HD-Imperial'!D60,0))))))))","v":2.1741516599999979},{"$f":"IF($C$9=\"Contactor 100HD\",'100HD-Imperial'!F60,IF($C$9=\"Recharger 150XLHD\",'150XLHD-Imperial'!F60,IF($C$9=\"Recharger 280HD\",'280HD-Imperial'!F60,IF($C$9=\"Recharger 300HD\",'300HD-Imperial'!I60,IF($C$9=\"Recharger 360HD\",'360HD-Imperial'!I60,IF($C$9=\"Recharger 902HD\",'902HD-Imperial'!I60,IF($C$9=\"Contactor Field Drain C-4HD\",'C-4HD-Imperial'!D60,IF($C$9=\"Recharger 180HD\",'180HD-Imperial'!F60,0))))))))","v":1.3560337804444451},{"$f":"IF($C$9=\"Contactor 100HD\",'100HD-Imperial'!G60,IF($C$9=\"Recharger 150XLHD\",'150XLHD-Imperial'!G60,IF($C$9=\"Recharger 280HD\",'280HD-Imperial'!G60,IF($C$9=\"Recharger 300HD\",'300HD-Imperial'!J60,IF($C$9=\"Recharger 360HD\",'360HD-Imperial'!J60,IF($C$9=\"Recharger 902HD\",'902HD-Imperial'!J60,IF($C$9=\"Contactor Field Drain C-4HD\",'C-4HD-Imperial'!E60,IF($C$9=\"Recharger 180HD\",'180HD-Imperial'!G60,0))))))))","v":3.530185440444443},{"$f":"IF($C$9=\"Contactor 100HD\",'100HD-Imperial'!H60,IF($C$9=\"Recharger 150XLHD\",'150XLHD-Imperial'!H60,IF($C$9=\"Recharger 280HD\",'280HD-Imperial'!H60,IF($C$9=\"Recharger 300HD\",'300HD-Imperial'!K60,IF($C$9=\"Recharger 360HD\",'360HD-Imperial'!K60,IF($C$9=\"Recharger 902HD\",'902HD-Imperial'!K60,IF($C$9=\"Contactor Field Drain C-4HD\",'C-4HD-Imperial'!F60,IF($C$9=\"Recharger 180HD\",'180HD-Imperial'!H60,0))))))))","v":69.282233942888894},{"$f":"IF($C$9=\"Contactor 100HD\",'100HD-Imperial'!I60,IF($C$9=\"Recharger 150XLHD\",'150XLHD-Imperial'!I60,IF($C$9=\"Recharger 280HD\",'280HD-Imperial'!I60,IF($C$9=\"Recharger 300HD\",'300HD-Imperial'!L60,IF($C$9=\"Recharger 360HD\",'360HD-Imperial'!L60,IF($C$9=\"Recharger 902HD\",'902HD-Imperial'!L60,IF($C$9=\"Contactor Field Drain C-4HD\",'C-4HD-Imperial'!G60,IF($C$9=\"Recharger 180HD\",'180HD-Imperial'!I60,0))))))))","v":1.67},null,null,null,null,null,{"$f":"IF($C$9=\"Contactor 100HD\",'100HD-Imperial'!E60,IF($C$9=\"Recharger 150XLHD\",'150XLHD-Imperial'!E60,IF($C$9=\"Recharger 280HD\",'280HD-Imperial'!E60,IF($C$9=\"Recharger 300HD\",#REF!,IF($C$9=\"Recharger 360HD\",'360HD-Imperial'!H60,IF($C$9=\"Recharger 902HD\",'902HD-Imperial'!H60,IF($C$9=\"Recharger 180HD\",'180HD-Imperial'!C60,\"\")))))))","v":{"$error":"#REF!"}}]
[{"$f":"IF($C$9=\"Contactor 100HD\",'100HD-Imperial'!A61,IF($C$9=\"Recharger 150XLHD\",'150XLHD-Imperial'!A61,IF($C$9=\"Recharger 280HD\",'280HD-Imperial'!A61,IF($C$9=\"Recharger 300HD\",'300HD-Imperial'!A61,IF($C$9=\"Recharger 360HD\",'360HD-Imperial'!A61,IF($C$9=\"Recharger 902HD\",'902HD-Imperial'!A61,IF($C$9=\"Contactor Field Drain C-4HD\",'C-4HD-Imperial'!A61,IF($C$9=\"Recharger 180HD\",'180HD-Imperial'!A61,0))))))))","v":19},{"$f":"IF($C$9=\"Contactor 100HD\",'100HD-Imperial'!D61,IF($C$9=\"Recharger 150XLHD\",'150XLHD-Imperial'!D61,IF($C$9=\"Recharger 280HD\",'280HD-Imperial'!D61,IF($C$9=\"Recharger 300HD\",'300HD-Imperial'!G61,IF($C$9=\"Recharger 360HD\",'360HD-Imperial'!G61,IF($C$9=\"Recharger 902HD\",'902HD-Imperial'!G61,IF($C$9=\"Contactor Field Drain C-4HD\",'C-4HD-Imperial'!C61,IF($C$9=\"Recharger 180HD\",'180HD-Imperial'!D61,0))))))))","v":2.253234420000001},{"$f":"IF($C$9=\"Contactor 100HD\",'100HD-Imperial'!F61,IF($C$9=\"Recharger 150XLHD\",'150XLHD-Imperial'!F61,IF($C$9=\"Recharger 280HD\",'280HD-Imperial'!F61,IF($C$9=\"Recharger 300HD\",'300HD-Imperial'!I61,IF($C$9=\"Recharger 360HD\",'360HD-Imperial'!I61,IF($C$9=\"Recharger 902HD\",'902HD-Imperial'!I61,IF($C$9=\"Contactor Field Drain C-4HD\",'C-4HD-Imperial'!D61,IF($C$9=\"Recharger 180HD\",'180HD-Imperial'!F61,0))))))))","v":1.324400676444444},{"$f":"IF($C$9=\"Contactor 100HD\",'100HD-Imperial'!G61,IF($C$9=\"Recharger 150XLHD\",'150XLHD-Imperial'!G61,IF($C$9=\"Recharger 280HD\",'280HD-Imperial'!G61,IF($C$9=\"Recharger 300HD\",'300HD-Imperial'!J61,IF($C$9=\"Recharger 360HD\",'360HD-Imperial'!J61,IF($C$9=\"Recharger 902HD\",'902HD-Imperial'!J61,IF($C$9=\"Contactor Field Drain C-4HD\",'C-4HD-Imperial'!E61,IF($C$9=\"Recharger 180HD\",'180HD-Imperial'!G61,0))))))))","v":3.5776350964444452},{"$f":"IF($C$9=\"Contactor 100HD\",'100HD-Imperial'!H61,IF($C$9=\"Recharger 150XLHD\",'150XLHD-Imperial'!H61,IF($C$9=\"Recharger 280HD\",'280HD-Imperial'!H61,IF($C$9=\"Recharger 300HD\",'300HD-Imperial'!K61,IF($C$9=\"Recharger 360HD\",'360HD-Imperial'!K61,IF($C$9=\"Recharger 902HD\",'902HD-Imperial'!K61,IF($C$9=\"Contactor Field Drain C-4HD\",'C-4HD-Imperial'!F61,IF($C$9=\"Recharger 180HD\",'180HD-Imperial'!H61,0))))))))","v":65.752048502444453},{"$f":"IF($C$9=\"Contactor 100HD\",'100HD-Imperial'!I61,IF($C$9=\"Recharger 150XLHD\",'150XLHD-Imperial'!I61,IF($C$9=\"Recharger 280HD\",'280HD-Imperial'!I61,IF($C$9=\"Recharger 300HD\",'300HD-Imperial'!L61,IF($C$9=\"Recharger 360HD\",'360HD-Imperial'!L61,IF($C$9=\"Recharger 902HD\",'902HD-Imperial'!L61,IF($C$9=\"Contactor Field Drain C-4HD\",'C-4HD-Imperial'!G61,IF($C$9=\"Recharger 180HD\",'180HD-Imperial'!I61,0))))))))","v":1.58},null,null,null,null,null,{"$f":"IF($C$9=\"Contactor 100HD\",'100HD-Imperial'!E61,IF($C$9=\"Recharger 150XLHD\",'150XLHD-Imperial'!E61,IF($C$9=\"Recharger 280HD\",'280HD-Imperial'!E61,IF($C$9=\"Recharger 300HD\",#REF!,IF($C$9=\"Recharger 360HD\",'360HD-Imperial'!H61,IF($C$9=\"Recharger 902HD\",'902HD-Imperial'!H61,IF($C$9=\"Recharger 180HD\",'180HD-Imperial'!C61,\"\")))))))","v":{"$error":"#REF!"}}]
[{"$f":"IF($C$9=\"Contactor 100HD\",'100HD-Imperial'!A62,IF($C$9=\"Recharger 150XLHD\",'150XLHD-Imperial'!A62,IF($C$9=\"Recharger 280HD\",'280HD-Imperial'!A62,IF($C$9=\"Recharger 300HD\",'300HD-Imperial'!A62,IF($C$9=\"Recharger 360HD\",'360HD-Imperial'!A62,IF($C$9=\"Recharger 902HD\",'902HD-Imperial'!A62,IF($C$9=\"Contactor Field Drain C-4HD\",'C-4HD-Imperial'!A62,IF($C$9=\"Recharger 180HD\",'180HD-Imperial'!A62,0))))))))","v":18},{"$f":"IF($C$9=\"Contactor 100HD\",'100HD-Imperial'!D62,IF($C$9=\"Recharger 150XLHD\",'150XLHD-Imperial'!D62,IF($C$9=\"Recharger 280HD\",'280HD-Imperial'!D62,IF($C$9=\"Recharger 300HD\",'300HD-Imperial'!G62,IF($C$9=\"Recharger 360HD\",'360HD-Imperial'!G62,IF($C$9=\"Recharger 902HD\",'902HD-Imperial'!G62,IF($C$9=\"Contactor Field Drain C-4HD\",'C-4HD-Imperial'!C62,IF($C$9=\"Recharger 180HD\",'180HD-Imperial'!D62,0))))))))","v":2.2999081299999999},{"$f":"IF($C$9=\"Contactor 100HD\",'100HD-Imperial'!F62,IF($C$9=\"Recharger 150XLHD\",'150XLHD-Imperial'!F62,IF($C$9=\"Recharger 280HD\",'280HD-Imperial'!F62,IF($C$9=\"Recharger 300HD\",'300HD-Imperial'!I62,IF($C$9=\"Recharger 360HD\",'360HD-Imperial'!I62,IF($C$9=\"Recharger 902HD\",'902HD-Imperial'!I62,IF($C$9=\"Contactor Field Drain C-4HD\",'C-4HD-Imperial'!D62,IF($C$9=\"Recharger 180HD\",'180HD-Imperial'!F62,0))))))))","v":1.3057311924444444},{"$f":"IF($C$9=\"Contactor 100HD\",'100HD-Imperial'!G62,IF($C$9=\"Recharger 150XLHD\",'150XLHD-Imperial'!G62,IF($C$9=\"Recharger 280HD\",'280HD-Imperial'!G62,IF($C$9=\"Recharger 300HD\",'300HD-Imperial'!J62,IF($C$9=\"Recharger 360HD\",'360HD-Imperial'!J62,IF($C$9=\"Recharger 902HD\",'902HD-Imperial'!J62,IF($C$9=\"Contactor Field Drain C-4HD\",'C-4HD-Imperial'!E62,IF($C$9=\"Recharger 180HD\",'180HD-Imperial'!G62,0))))))))","v":3.6056393224444445},{"$f":"IF($C$9=\"Contactor 100HD\",'100HD-Imperial'!H62,IF($C$9=\"Recharger 150XLHD\",'150XLHD-Imperial'!H62,IF($C$9=\"Recharger 280HD\",'280HD-Imperial'!H62,IF($C$9=\"Recharger 300HD\",'300HD-Imperial'!K62,IF($C$9=\"Recharger 360HD\",'360HD-Imperial'!K62,IF($C$9=\"Recharger 902HD\",'902HD-Imperial'!K62,IF($C$9=\"Contactor Field Drain C-4HD\",'C-4HD-Imperial'!F62,IF($C$9=\"Recharger 180HD\",'180HD-Imperial'!H62,0))))))))","v":62.174413406000014},{"$f":"IF($C$9=\"Contactor 100HD\",'100HD-Imperial'!I62,IF($C$9=\"Recharger 150XLHD\",'150XLHD-Imperial'!I62,IF($C$9=\"Recharger 280HD\",'280HD-Imperial'!I62,IF($C$9=\"Recharger 300HD\",'300HD-Imperial'!L62,IF($C$9=\"Recharger 360HD\",'360HD-Imperial'!L62,IF($C$9=\"Recharger 902HD\",'902HD-Imperial'!L62,IF($C$9=\"Contactor Field Drain C-4HD\",'C-4HD-Imperial'!G62,IF($C$9=\"Recharger 180HD\",'180HD-Imperial'!I62,0))))))))","v":1.5},null,null,null,null,null,{"$f":"IF($C$9=\"Contactor 100HD\",'100HD-Imperial'!E62,IF($C$9=\"Recharger 150XLHD\",'150XLHD-Imperial'!E62,IF($C$9=\"Recharger 280HD\",'280HD-Imperial'!E62,IF($C$9=\"Recharger 300HD\",#REF!,IF($C$9=\"Recharger 360HD\",'360HD-Imperial'!H62,IF($C$9=\"Recharger 902HD\",'902HD-Imperial'!H62,IF($C$9=\"Recharger 180HD\",'180HD-Imperial'!C62,\"\")))))))","v":{"$error":"#REF!"}}]
[{"$f":"IF($C$9=\"Contactor 100HD\",'100HD-Imperial'!A63,IF($C$9=\"Recharger 150XLHD\",'150XLHD-Imperial'!A63,IF($C$9=\"Recharger 280HD\",'280HD-Imperial'!A63,IF($C$9=\"Recharger 300HD\",'300HD-Imperial'!A63,IF($C$9=\"Recharger 360HD\",'360HD-Imperial'!A63,IF($C$9=\"Recharger 902HD\",'902HD-Imperial'!A63,IF($C$9=\"Contactor Field Drain C-4HD\",'C-4HD-Imperial'!A63,IF($C$9=\"Recharger 180HD\",'180HD-Imperial'!A63,0))))))))","v":17},{"$f":"IF($C$9=\"Contactor 100HD\",'100HD-Imperial'!D63,IF($C$9=\"Recharger 150XLHD\",'150XLHD-Imperial'!D63,IF($C$9=\"Recharger 280HD\",'280HD-Imperial'!D63,IF($C$9=\"Recharger 300HD\",'300HD-Imperial'!G63,IF($C$9=\"Recharger 360HD\",'360HD-Imperial'!G63,IF($C$9=\"Recharger 902HD\",'902HD-Imperial'!G63,IF($C$9=\"Contactor Field Drain C-4HD\",'C-4HD-Imperial'!C63,IF($C$9=\"Recharger 180HD\",'180HD-Imperial'!D63,0))))))))","v":2.3462843900000001},{"$f":"IF($C$9=\"Contactor 100HD\",'100HD-Imperial'!F63,IF($C$9=\"Recharger 150XLHD\",'150XLHD-Imperial'!F63,IF($C$9=\"Recharger 280HD\",'280HD-Imperial'!F63,IF($C$9=\"Recharger 300HD\",'300HD-Imperial'!I63,IF($C$9=\"Recharger 360HD\",'360HD-Imperial'!I63,IF($C$9=\"Recharger 902HD\",'902HD-Imperial'!I63,IF($C$9=\"Contactor Field Drain C-4HD\",'C-4HD-Imperial'!D63,IF($C$9=\"Recharger 180HD\",'180HD-Imperial'!F63,0))))))))","v":1.2871806884444443},{"$f":"IF($C$9=\"Contactor 100HD\",'100HD-Imperial'!G63,IF($C$9=\"Recharger 150XLHD\",'150XLHD-Imperial'!G63,IF($C$9=\"Recharger 280HD\",'280HD-Imperial'!G63,IF($C$9=\"Recharger 300HD\",'300HD-Imperial'!J63,IF($C$9=\"Recharger 360HD\",'360HD-Imperial'!J63,IF($C$9=\"Recharger 902HD\",'902HD-Imperial'!J63,IF($C$9=\"Contactor Field Drain C-4HD\",'C-4HD-Imperial'!E63,IF($C$9=\"Recharger 180HD\",'180HD-Imperial'!G63,0))))))))","v":3.6334650784444444},{"$f":"IF($C$9=\"Contactor 100HD\",'100HD-Imperial'!H63,IF($C$9=\"Recharger 150XLHD\",'150XLHD-Imperial'!H63,IF($C$9=\"Recharger 280HD\",'280HD-Imperial'!H63,IF($C$9=\"Recharger 300HD\",'300HD-Imperial'!K63,IF($C$9=\"Recharger 360HD\",'360HD-Imperial'!K63,IF($C$9=\"Recharger 902HD\",'902HD-Imperial'!K63,IF($C$9=\"Contactor Field Drain C-4HD\",'C-4HD-Imperial'!F63,IF($C$9=\"Recharger 180HD\",'180HD-Imperial'!H63,0))))))))","v":58.568774083555567},{"$f":"IF($C$9=\"Contactor 100HD\",'100HD-Imperial'!I63,IF($C$9=\"Recharger 150XLHD\",'150XLHD-Imperial'!I63,IF($C$9=\"Recharger 280HD\",'280HD-Imperial'!I63,IF($C$9=\"Recharger 300HD\",'300HD-Imperial'!L63,IF($C$9=\"Recharger 360HD\",'360HD-Imperial'!L63,IF($C$9=\"Recharger 902HD\",'902HD-Imperial'!L63,IF($C$9=\"Contactor Field Drain C-4HD\",'C-4HD-Imperial'!G63,IF($C$9=\"Recharger 180HD\",'180HD-Imperial'!I63,0))))))))","v":1.42},null,null,null,null,null,{"$f":"IF($C$9=\"Contactor 100HD\",'100HD-Imperial'!E63,IF($C$9=\"Recharger 150XLHD\",'150XLHD-Imperial'!E63,IF($C$9=\"Recharger 280HD\",'280HD-Imperial'!E63,IF($C$9=\"Recharger 300HD\",#REF!,IF($C$9=\"Recharger 360HD\",'360HD-Imperial'!H63,IF($C$9=\"Recharger 902HD\",'902HD-Imperial'!H63,IF($C$9=\"Recharger 180HD\",'180HD-Imperial'!C63,\"\")))))))","v":{"$error":"#REF!"}}]
[{"$f":"IF($C$9=\"Contactor 100HD\",'100HD-Imperial'!A64,IF($C$9=\"Recharger 150XLHD\",'150XLHD-Imperial'!A64,IF($C$9=\"Recharger 280HD\",'280HD-Imperial'!A64,IF($C$9=\"Recharger 300HD\",'300HD-Imperial'!A64,IF($C$9=\"Recharger 360HD\",'360HD-Imperial'!A64,IF($C$9=\"Recharger 902HD\",'902HD-Imperial'!A64,IF($C$9=\"Contactor Field Drain C-4HD\",'C-4HD-Imperial'!A64,IF($C$9=\"Recharger 180HD\",'180HD-Imperial'!A64,0))))))))","v":16},{"$f":"IF($C$9=\"Contactor 100HD\",'100HD-Imperial'!D64,IF($C$9=\"Recharger 150XLHD\",'150XLHD-Imperial'!D64,IF($C$9=\"Recharger 280HD\",'280HD-Imperial'!D64,IF($C$9=\"Recharger 300HD\",'300HD-Imperial'!G64,IF($C$9=\"Recharger 360HD\",'360HD-Imperial'!G64,IF($C$9=\"Recharger 902HD\",'902HD-Imperial'!G64,IF($C$9=\"Contactor Field Drain C-4HD\",'C-4HD-Imperial'!C64,IF($C$9=\"Recharger 180HD\",'180HD-Imperial'!D64,0))))))))","v":2.3904732399999986},{"$f":"IF($C$9=\"Contactor 100HD\",'100HD-Imperial'!F64,IF($C$9=\"Recharger 150XLHD\",'150XLHD-Imperial'!F64,IF($C$9=\"Recharger 280HD\",'280HD-Imperial'!F64,IF($C$9=\"Recharger 300HD\",'300HD-Imperial'!I64,IF($C$9=\"Recharger 360HD\",'360HD-Imperial'!I64,IF($C$9=\"Recharger 902HD\",'902HD-Imperial'!I64,IF($C$9=\"Contactor Field Drain C-4HD\",'C-4HD-Imperial'!D64,IF($C$9=\"Recharger 180HD\",'180HD-Imperial'!F64,0))))))))","v":1.2695051484444448},{"$f":"IF($C$9=\"Contactor 100HD\",'100HD-Imperial'!G64,IF($C$9=\"Recharger 150XLHD\",'150XLHD-Imperial'!G64,IF($C$9=\"Recharger 280HD\",'280HD-Imperial'!G64,IF($C$9=\"Recharger 300HD\",'300HD-Imperial'!J64,IF($C$9=\"Recharger 360HD\",'360HD-Imperial'!J64,IF($C$9=\"Recharger 902HD\",'902HD-Imperial'!J64,IF($C$9=\"Contactor Field Drain C-4HD\",'C-4HD-Imperial'!E64,IF($C$9=\"Recharger 180HD\",'180HD-Imperial'!G64,0))))))))","v":3.6599783884444435},{"$f":"IF($C$9=\"Contactor 100HD\",'100HD-Imperial'!H64,IF($C$9=\"Recharger 150XLHD\",'150XLHD-Imperial'!H64,IF($C$9=\"Recharger 280HD\",'280HD-Imperial'!H64,IF($C$9=\"Recharger 300HD\",'300HD-Imperial'!K64,IF($C$9=\"Recharger 360HD\",'360HD-Imperial'!K64,IF($C$9=\"Recharger 902HD\",'902HD-Imperial'!K64,IF($C$9=\"Contactor Field Drain C-4HD\",'C-4HD-Imperial'!F64,IF($C$9=\"Recharger 180HD\",'180HD-Imperial'!H64,0))))))))","v":54.935309005111122},{"$f":"IF($C$9=\"Contactor 100HD\",'100HD-Imperial'!I64,IF($C$9=\"Recharger 150XLHD\",'150XLHD-Imperial'!I64,IF($C$9=\"Recharger 280HD\",'280HD-Imperial'!I64,IF($C$9=\"Recharger 300HD\",'300HD-Imperial'!L64,IF($C$9=\"Recharger 360HD\",'360HD-Imperial'!L64,IF($C$9=\"Recharger 902HD\",'902HD-Imperial'!L64,IF($C$9=\"Contactor Field Drain C-4HD\",'C-4HD-Imperial'!G64,IF($C$9=\"Recharger 180HD\",'180HD-Imperial'!I64,0))))))))","v":1.33},null,null,null,null,null,{"$f":"IF($C$9=\"Contactor 100HD\",'100HD-Imperial'!E64,IF($C$9=\"Recharger 150XLHD\",'150XLHD-Imperial'!E64,IF($C$9=\"Recharger 280HD\",'280HD-Imperial'!E64,IF($C$9=\"Recharger 300HD\",#REF!,IF($C$9=\"Recharger 360HD\",'360HD-Imperial'!H64,IF($C$9=\"Recharger 902HD\",'902HD-Imperial'!H64,IF($C$9=\"Recharger 180HD\",'180HD-Imperial'!C64,\"\")))))))","v":{"$error":"#REF!"}}]
[{"$f":"IF($C$9=\"Contactor 100HD\",'100HD-Imperial'!A65,IF($C$9=\"Recharger 150XLHD\",'150XLHD-Imperial'!A65,IF($C$9=\"Recharger 280HD\",'280HD-Imperial'!A65,IF($C$9=\"Recharger 300HD\",'300HD-Imperial'!A65,IF($C$9=\"Recharger 360HD\",'360HD-Imperial'!A65,IF($C$9=\"Recharger 902HD\",'902HD-Imperial'!A65,IF($C$9=\"Contactor Field Drain C-4HD\",'C-4HD-Imperial'!A65,IF($C$9=\"Recharger 180HD\",'180HD-Imperial'!A65,0))))))))","v":15},{"$f":"IF($C$9=\"Contactor 100HD\",'100HD-Imperial'!D65,IF($C$9=\"Recharger 150XLHD\",'150XLHD-Imperial'!D65,IF($C$9=\"Recharger 280HD\",'280HD-Imperial'!D65,IF($C$9=\"Recharger 300HD\",'300HD-Imperial'!G65,IF($C$9=\"Recharger 360HD\",'360HD-Imperial'!G65,IF($C$9=\"Recharger 902HD\",'902HD-Imperial'!G65,IF($C$9=\"Contactor Field Drain C-4HD\",'C-4HD-Imperial'!C65,IF($C$9=\"Recharger 180HD\",'180HD-Imperial'!D65,0))))))))","v":2.4145423200000016},{"$f":"IF($C$9=\"Contactor 100HD\",'100HD-Imperial'!F65,IF($C$9=\"Recharger 150XLHD\",'150XLHD-Imperial'!F65,IF($C$9=\"Recharger 280HD\",'280HD-Imperial'!F65,IF($C$9=\"Recharger 300HD\",'300HD-Imperial'!I65,IF($C$9=\"Recharger 360HD\",'360HD-Imperial'!I65,IF($C$9=\"Recharger 902HD\",'902HD-Imperial'!I65,IF($C$9=\"Contactor Field Drain C-4HD\",'C-4HD-Imperial'!D65,IF($C$9=\"Recharger 180HD\",'180HD-Imperial'!F65,0))))))))","v":1.2598775164444438},{"$f":"IF($C$9=\"Contactor 100HD\",'100HD-Imperial'!G65,IF($C$9=\"Recharger 150XLHD\",'150XLHD-Imperial'!G65,IF($C$9=\"Recharger 280HD\",'280HD-Imperial'!G65,IF($C$9=\"Recharger 300HD\",'300HD-Imperial'!J65,IF($C$9=\"Recharger 360HD\",'360HD-Imperial'!J65,IF($C$9=\"Recharger 902HD\",'902HD-Imperial'!J65,IF($C$9=\"Contactor Field Drain C-4HD\",'C-4HD-Imperial'!E65,IF($C$9=\"Recharger 180HD\",'180HD-Imperial'!G65,0))))))))","v":3.6744198364444456},{"$f":"IF($C$9=\"Contactor 100HD\",'100HD-Imperial'!H65,IF($C$9=\"Recharger 150XLHD\",'150XLHD-Imperial'!H65,IF($C$9=\"Recharger 280HD\",'280HD-Imperial'!H65,IF($C$9=\"Recharger 300HD\",'300HD-Imperial'!K65,IF($C$9=\"Recharger 360HD\",'360HD-Imperial'!K65,IF($C$9=\"Recharger 902HD\",'902HD-Imperial'!K65,IF($C$9=\"Contactor Field Drain C-4HD\",'C-4HD-Imperial'!F65,IF($C$9=\"Recharger 180HD\",'180HD-Imperial'!H65,0))))))))","v":51.275330616666679},{"$f":"IF($C$9=\"Contactor 100HD\",'100HD-Imperial'!I65,IF($C$9=\"Recharger 150XLHD\",'150XLHD-Imperial'!I65,IF($C$9=\"Recharger 280HD\",'280HD-Imperial'!I65,IF($C$9=\"Recharger 300HD\",'300HD-Imperial'!L65,IF($C$9=\"Recharger 360HD\",'360HD-Imperial'!L65,IF($C$9=\"Recharger 902HD\",'902HD-Imperial'!L65,IF($C$9=\"Contactor Field Drain C-4HD\",'C-4HD-Imperial'!G65,IF($C$9=\"Recharger 180HD\",'180HD-Imperial'!I65,0))))))))","v":1.25},null,null,null,null,null,{"$f":"IF($C$9=\"Contactor 100HD\",'100HD-Imperial'!E65,IF($C$9=\"Recharger 150XLHD\",'150XLHD-Imperial'!E65,IF($C$9=\"Recharger 280HD\",'280HD-Imperial'!E65,IF($C$9=\"Recharger 300HD\",#REF!,IF($C$9=\"Recharger 360HD\",'360HD-Imperial'!H65,IF($C$9=\"Recharger 902HD\",'902HD-Imperial'!H65,IF($C$9=\"Recharger 180HD\",'180HD-Imperial'!C65,\"\")))))))","v":{"$error":"#REF!"}}]
[{"$f":"IF($C$9=\"Contactor 100HD\",'100HD-Imperial'!A66,IF($C$9=\"Recharger 150XLHD\",'150XLHD-Imperial'!A66,IF($C$9=\"Recharger 280HD\",'280HD-Imperial'!A66,IF($C$9=\"Recharger 300HD\",'300HD-Imperial'!A66,IF($C$9=\"Recharger 360HD\",'360HD-Imperial'!A66,IF($C$9=\"Recharger 902HD\",'902HD-Imperial'!A66,IF($C$9=\"Contactor Field Drain C-4HD\",'C-4HD-Imperial'!A66,IF($C$9=\"Recharger 180HD\",'180HD-Imperial'!A66,0))))))))","v":14},{"$f":"IF($C$9=\"Contactor 100HD\",'100HD-Imperial'!D66,IF($C$9=\"Recharger 150XLHD\",'150XLHD-Imperial'!D66,IF($C$9=\"Recharger 280HD\",'280HD-Imperial'!D66,IF($C$9=\"Recharger 300HD\",'300HD-Imperial'!G66,IF($C$9=\"Recharger 360HD\",'360HD-Imperial'!G66,IF($C$9=\"Recharger 902HD\",'902HD-Imperial'!G66,IF($C$9=\"Contactor Field Drain C-4HD\",'C-4HD-Imperial'!C66,IF($C$9=\"Recharger 180HD\",'180HD-Imperial'!D66,0))))))))","v":2.4686011499999987},{"$f":"IF($C$9=\"Contactor 100HD\",'100HD-Imperial'!F66,IF($C$9=\"Recharger 150XLHD\",'150XLHD-Imperial'!F66,IF($C$9=\"Recharger 280HD\",'280HD-Imperial'!F66,IF($C$9=\"Recharger 300HD\",'300HD-Imperial'!I66,IF($C$9=\"Recharger 360HD\",'360HD-Imperial'!I66,IF($C$9=\"Recharger 902HD\",'902HD-Imperial'!I66,IF($C$9=\"Contactor Field Drain C-4HD\",'C-4HD-Imperial'!D66,IF($C$9=\"Recharger 180HD\",'180HD-Imperial'!F66,0))))))))","v":1.2382539844444449},{"$f":"IF($C$9=\"Contactor 100HD\",'100HD-Imperial'!G66,IF($C$9=\"Recharger 150XLHD\",'150XLHD-Imperial'!G66,IF($C$9=\"Recharger 280HD\",'280HD-Imperial'!G66,IF($C$9=\"Recharger 300HD\",'300HD-Imperial'!J66,IF($C$9=\"Recharger 360HD\",'360HD-Imperial'!J66,IF($C$9=\"Recharger 902HD\",'902HD-Imperial'!J66,IF($C$9=\"Contactor Field Drain C-4HD\",'C-4HD-Imperial'!E66,IF($C$9=\"Recharger 180HD\",'180HD-Imperial'!G66,0))))))))","v":3.7068551344444436},{"$f":"IF($C$9=\"Contactor 100HD\",'100HD-Imperial'!H66,IF($C$9=\"Recharger 150XLHD\",'150XLHD-Imperial'!H66,IF($C$9=\"Recharger 280HD\",'280HD-Imperial'!H66,IF($C$9=\"Recharger 300HD\",'300HD-Imperial'!K66,IF($C$9=\"Recharger 360HD\",'360HD-Imperial'!K66,IF($C$9=\"Recharger 902HD\",'902HD-Imperial'!K66,IF($C$9=\"Contactor Field Drain C-4HD\",'C-4HD-Imperial'!F66,IF($C$9=\"Recharger 180HD\",'180HD-Imperial'!H66,0))))))))","v":47.600910780222236},{"$f":"IF($C$9=\"Contactor 100HD\",'100HD-Imperial'!I66,IF($C$9=\"Recharger 150XLHD\",'150XLHD-Imperial'!I66,IF($C$9=\"Recharger 280HD\",'280HD-Imperial'!I66,IF($C$9=\"Recharger 300HD\",'300HD-Imperial'!L66,IF($C$9=\"Recharger 360HD\",'360HD-Imperial'!L66,IF($C$9=\"Recharger 902HD\",'902HD-Imperial'!L66,IF($C$9=\"Contactor Field Drain C-4HD\",'C-4HD-Imperial'!G66,IF($C$9=\"Recharger 180HD\",'180HD-Imperial'!I66,0))))))))","v":1.17},null,null,null,null,null,{"$f":"IF($C$9=\"Contactor 100HD\",'100HD-Imperial'!E66,IF($C$9=\"Recharger 150XLHD\",'150XLHD-Imperial'!E66,IF($C$9=\"Recharger 280HD\",'280HD-Imperial'!E66,IF($C$9=\"Recharger 300HD\",#REF!,IF($C$9=\"Recharger 360HD\",'360HD-Imperial'!H66,IF($C$9=\"Recharger 902HD\",'902HD-Imperial'!H66,IF($C$9=\"Recharger 180HD\",'180HD-Imperial'!C66,\"\")))))))","v":{"$error":"#REF!"}}]
[{"$f":"IF($C$9=\"Contactor 100HD\",'100HD-Imperial'!A67,IF($C$9=\"Recharger 150XLHD\",'150XLHD-Imperial'!A67,IF($C$9=\"Recharger 280HD\",'280HD-Imperial'!A67,IF($C$9=\"Recharger 300HD\",'300HD-Imperial'!A67,IF($C$9=\"Recharger 360HD\",'360HD-Imperial'!A67,IF($C$9=\"Recharger 902HD\",'902HD-Imperial'!A67,IF($C$9=\"Contactor Field Drain C-4HD\",'C-4HD-Imperial'!A67,IF($C$9=\"Recharger 180HD\",'180HD-Imperial'!A67,0))))))))","v":13},{"$f":"IF($C$9=\"Contactor 100HD\",'100HD-Imperial'!D67,IF($C$9=\"Recharger 150XLHD\",'150XLHD-Imperial'!D67,IF($C$9=\"Recharger 280HD\",'280HD-Imperial'!D67,IF($C$9=\"Recharger 300HD\",'300HD-Imperial'!G67,IF($C$9=\"Recharger 360HD\",'360HD-Imperial'!G67,IF($C$9=\"Recharger 902HD\",'902HD-Imperial'!G67,IF($C$9=\"Contactor Field Drain C-4HD\",'C-4HD-Imperial'!C67,IF($C$9=\"Recharger 180HD\",'180HD-Imperial'!D67,0))))))))","v":2.5046843600000006},{"$f":"IF($C$9=\"Contactor 100HD\",'100HD-Imperial'!F67,IF($C$9=\"Recharger 150XLHD\",'150XLHD-Imperial'!F67,IF($C$9=\"Recharger 280HD\",'280HD-Imperial'!F67,IF($C$9=\"Recharger 300HD\",'300HD-Imperial'!I67,IF($C$9=\"Recharger 360HD\",'360HD-Imperial'!I67,IF($C$9=\"Recharger 902HD\",'902HD-Imperial'!I67,IF($C$9=\"Contactor Field Drain C-4HD\",'C-4HD-Imperial'!D67,IF($C$9=\"Recharger 180HD\",'180HD-Imperial'!F67,0))))))))","v":1.2238207004444441},{"$f":"IF($C$9=\"Contactor 100HD\",'100HD-Imperial'!G67,IF($C$9=\"Recharger 150XLHD\",'150XLHD-Imperial'!G67,IF($C$9=\"Recharger 280HD\",'280HD-Imperial'!G67,IF($C$9=\"Recharger 300HD\",'300HD-Imperial'!J67,IF($C$9=\"Recharger 360HD\",'360HD-Imperial'!J67,IF($C$9=\"Recharger 902HD\",'902HD-Imperial'!J67,IF($C$9=\"Contactor Field Drain C-4HD\",'C-4HD-Imperial'!E67,IF($C$9=\"Recharger 180HD\",'180HD-Imperial'!G67,0))))))))","v":3.7285050604444447},{"$f":"IF($C$9=\"Contactor 100HD\",'100HD-Imperial'!H67,IF($C$9=\"Recharger 150XLHD\",'150XLHD-Imperial'!H67,IF($C$9=\"Recharger 280HD\",'280HD-Imperial'!H67,IF($C$9=\"Recharger 300HD\",'300HD-Imperial'!K67,IF($C$9=\"Recharger 360HD\",'360HD-Imperial'!K67,IF($C$9=\"Recharger 902HD\",'902HD-Imperial'!K67,IF($C$9=\"Contactor Field Drain C-4HD\",'C-4HD-Imperial'!F67,IF($C$9=\"Recharger 180HD\",'180HD-Imperial'!H67,0))))))))","v":43.89405564577779},{"$f":"IF($C$9=\"Contactor 100HD\",'100HD-Imperial'!I67,IF($C$9=\"Recharger 150XLHD\",'150XLHD-Imperial'!I67,IF($C$9=\"Recharger 280HD\",'280HD-Imperial'!I67,IF($C$9=\"Recharger 300HD\",'300HD-Imperial'!L67,IF($C$9=\"Recharger 360HD\",'360HD-Imperial'!L67,IF($C$9=\"Recharger 902HD\",'902HD-Imperial'!L67,IF($C$9=\"Contactor Field Drain C-4HD\",'C-4HD-Imperial'!G67,IF($C$9=\"Recharger 180HD\",'180HD-Imperial'!I67,0))))))))","v":1.08},null,null,null,null,null,{"$f":"IF($C$9=\"Contactor 100HD\",'100HD-Imperial'!E67,IF($C$9=\"Recharger 150XLHD\",'150XLHD-Imperial'!E67,IF($C$9=\"Recharger 280HD\",'280HD-Imperial'!E67,IF($C$9=\"Recharger 300HD\",#REF!,IF($C$9=\"Recharger 360HD\",'360HD-Imperial'!H67,IF($C$9=\"Recharger 902HD\",'902HD-Imperial'!H67,IF($C$9=\"Recharger 180HD\",'180HD-Imperial'!C67,\"\")))))))","v":{"$error":"#REF!"}}]
[{"$f":"IF($C$9=\"Contactor 100HD\",'100HD-Imperial'!A68,IF($C$9=\"Recharger 150XLHD\",'150XLHD-Imperial'!A68,IF($C$9=\"Recharger 280HD\",'280HD-Imperial'!A68,IF($C$9=\"Recharger 300HD\",'300HD-Imperial'!A68,IF($C$9=\"Recharger 360HD\",'360HD-Imperial'!A68,IF($C$9=\"Recharger 902HD\",'902HD-Imperial'!A68,IF($C$9=\"Contactor Field Drain C-4HD\",'C-4HD-Imperial'!A68,IF($C$9=\"Recharger 180HD\",'180HD-Imperial'!A68,0))))))))","v":12},{"$f":"IF($C$9=\"Contactor 100HD\",'100HD-Imperial'!D68,IF($C$9=\"Recharger 150XLHD\",'150XLHD-Imperial'!D68,IF($C$9=\"Recharger 280HD\",'280HD-Imperial'!D68,IF($C$9=\"Recharger 300HD\",'300HD-Imperial'!G68,IF($C$9=\"Recharger 360HD\",'360HD-Imperial'!G68,IF($C$9=\"Recharger 902HD\",'902HD-Imperial'!G68,IF($C$9=\"Contactor Field Drain C-4HD\",'C-4HD-Imperial'!C68,IF($C$9=\"Recharger 180HD\",'180HD-Imperial'!D68,0))))))))","v":2.53685998},{"$f":"IF($C$9=\"Contactor 100HD\",'100HD-Imperial'!F68,IF($C$9=\"Recharger 150XLHD\",'150XLHD-Imperial'!F68,IF($C$9=\"Recharger 280HD\",'280HD-Imperial'!F68,IF($C$9=\"Recharger 300HD\",'300HD-Imperial'!I68,IF($C$9=\"Recharger 360HD\",'360HD-Imperial'!I68,IF($C$9=\"Recharger 902HD\",'902HD-Imperial'!I68,IF($C$9=\"Contactor Field Drain C-4HD\",'C-4HD-Imperial'!D68,IF($C$9=\"Recharger 180HD\",'180HD-Imperial'!F68,0))))))))","v":1.2109504524444443},{"$f":"IF($C$9=\"Contactor 100HD\",'100HD-Imperial'!G68,IF($C$9=\"Recharger 150XLHD\",'150XLHD-Imperial'!G68,IF($C$9=\"Recharger 280HD\",'280HD-Imperial'!G68,IF($C$9=\"Recharger 300HD\",'300HD-Imperial'!J68,IF($C$9=\"Recharger 360HD\",'360HD-Imperial'!J68,IF($C$9=\"Recharger 902HD\",'902HD-Imperial'!J68,IF($C$9=\"Contactor Field Drain C-4HD\",'C-4HD-Imperial'!E68,IF($C$9=\"Recharger 180HD\",'180HD-Imperial'!G68,0))))))))","v":3.7478104324444441},{"$f":"IF($C$9=\"Contactor 100HD\",'100HD-Imperial'!H68,IF($C$9=\"Recharger 150XLHD\",'150XLHD-Imperial'!H68,IF($C$9=\"Recharger 280HD\",'280HD-Imperial'!H68,IF($C$9=\"Recharger 300HD\",'300HD-Imperial'!K68,IF($C$9=\"Recharger 360HD\",'360HD-Imperial'!K68,IF($C$9=\"Recharger 902HD\",'902HD-Imperial'!K68,IF($C$9=\"Contactor Field Drain C-4HD\",'C-4HD-Imperial'!F68,IF($C$9=\"Recharger 180HD\",'180HD-Imperial'!H68,0))))))))","v":40.165550585333342},{"$f":"IF($C$9=\"Contactor 100HD\",'100HD-Imperial'!I68,IF($C$9=\"Recharger 150XLHD\",'150XLHD-Imperial'!I68,IF($C$9=\"Recharger 280HD\",'280HD-Imperial'!I68,IF($C$9=\"Recharger 300HD\",'300HD-Imperial'!L68,IF($C$9=\"Recharger 360HD\",'360HD-Imperial'!L68,IF($C$9=\"Recharger 902HD\",'902HD-Imperial'!L68,IF($C$9=\"Contactor Field Drain C-4HD\",'C-4HD-Imperial'!G68,IF($C$9=\"Recharger 180HD\",'180HD-Imperial'!I68,0))))))))","v":1},null,null,null,null,null,{"$f":"IF($C$9=\"Contactor 100HD\",'100HD-Imperial'!E68,IF($C$9=\"Recharger 150XLHD\",'150XLHD-Imperial'!E68,IF($C$9=\"Recharger 280HD\",'280HD-Imperial'!E68,IF($C$9=\"Recharger 300HD\",#REF!,IF($C$9=\"Recharger 360HD\",'360HD-Imperial'!H68,IF($C$9=\"Recharger 902HD\",'902HD-Imperial'!H68,IF($C$9=\"Recharger 180HD\",'180HD-Imperial'!C68,\"\")))))))","v":{"$error":"#REF!"}}]
[{"$f":"IF($C$9=\"Contactor 100HD\",'100HD-Imperial'!A69,IF($C$9=\"Recharger 150XLHD\",'150XLHD-Imperial'!A69,IF($C$9=\"Recharger 280HD\",'280HD-Imperial'!A69,IF($C$9=\"Recharger 300HD\",'300HD-Imperial'!A69,IF($C$9=\"Recharger 360HD\",'360HD-Imperial'!A69,IF($C$9=\"Recharger 902HD\",'902HD-Imperial'!A69,IF($C$9=\"Contactor Field Drain C-4HD\",'C-4HD-Imperial'!A69,IF($C$9=\"Recharger 180HD\",'180HD-Imperial'!A69,0))))))))","v":11},{"$f":"IF($C$9=\"Contactor 100HD\",'100HD-Imperial'!D69,IF($C$9=\"Recharger 150XLHD\",'150XLHD-Imperial'!D69,IF($C$9=\"Recharger 280HD\",'280HD-Imperial'!D69,IF($C$9=\"Recharger 300HD\",'300HD-Imperial'!G69,IF($C$9=\"Recharger 360HD\",'360HD-Imperial'!G69,IF($C$9=\"Recharger 902HD\",'902HD-Imperial'!G69,IF($C$9=\"Contactor Field Drain C-4HD\",'C-4HD-Imperial'!C69,IF($C$9=\"Recharger 180HD\",'180HD-Imperial'!D69,0))))))))","v":2.5691953499999998},{"$f":"IF($C$9=\"Contactor 100HD\",'100HD-Imperial'!F69,IF($C$9=\"Recharger 150XLHD\",'150XLHD-Imperial'!F69,IF($C$9=\"Recharger 280HD\",'280HD-Imperial'!F69,IF($C$9=\"Recharger 300HD\",'300HD-Imperial'!I69,IF($C$9=\"Recharger 360HD\",'360HD-Imperial'!I69,IF($C$9=\"Recharger 902HD\",'902HD-Imperial'!I69,IF($C$9=\"Contactor Field Drain C-4HD\",'C-4HD-Imperial'!D69,IF($C$9=\"Recharger 180HD\",'180HD-Imperial'!F69,0))))))))","v":1.1980163044444445},{"$f":"IF($C$9=\"Contactor 100HD\",'100HD-Imperial'!G69,IF($C$9=\"Recharger 150XLHD\",'150XLHD-Imperial'!G69,IF($C$9=\"Recharger 280HD\",'280HD-Imperial'!G69,IF($C$9=\"Recharger 300HD\",'300HD-Imperial'!J69,IF($C$9=\"Recharger 360HD\",'360HD-Imperial'!J69,IF($C$9=\"Recharger 902HD\",'902HD-Imperial'!J69,IF($C$9=\"Contactor Field Drain C-4HD\",'C-4HD-Imperial'!E69,IF($C$9=\"Recharger 180HD\",'180HD-Imperial'!G69,0))))))))","v":3.7672116544444441},{"$f":"IF($C$9=\"Contactor 100HD\",'100HD-Imperial'!H69,IF($C$9=\"Recharger 150XLHD\",'150XLHD-Imperial'!H69,IF($C$9=\"Recharger 280HD\",'280HD-Imperial'!H69,IF($C$9=\"Recharger 300HD\",'300HD-Imperial'!K69,IF($C$9=\"Recharger 360HD\",'360HD-Imperial'!K69,IF($C$9=\"Recharger 902HD\",'902HD-Imperial'!K69,IF($C$9=\"Contactor Field Drain C-4HD\",'C-4HD-Imperial'!F69,IF($C$9=\"Recharger 180HD\",'180HD-Imperial'!H69,0))))))))","v":36.417740152888896},{"$f":"IF($C$9=\"Contactor 100HD\",'100HD-Imperial'!I69,IF($C$9=\"Recharger 150XLHD\",'150XLHD-Imperial'!I69,IF($C$9=\"Recharger 280HD\",'280HD-Imperial'!I69,IF($C$9=\"Recharger 300HD\",'300HD-Imperial'!L69,IF($C$9=\"Recharger 360HD\",'360HD-Imperial'!L69,IF($C$9=\"Recharger 902HD\",'902HD-Imperial'!L69,IF($C$9=\"Contactor Field Drain C-4HD\",'C-4HD-Imperial'!G69,IF($C$9=\"Recharger 180HD\",'180HD-Imperial'!I69,0))))))))","v":0.92},null,null,null,null,null,{"$f":"IF($C$9=\"Contactor 100HD\",'100HD-Imperial'!E69,IF($C$9=\"Recharger 150XLHD\",'150XLHD-Imperial'!E69,IF($C$9=\"Recharger 280HD\",'280HD-Imperial'!E69,IF($C$9=\"Recharger 300HD\",#REF!,IF($C$9=\"Recharger 360HD\",'360HD-Imperial'!H69,IF($C$9=\"Recharger 902HD\",'902HD-Imperial'!H69,IF($C$9=\"Recharger 180HD\",'180HD-Imperial'!C69,\"\")))))))","v":{"$error":"#REF!"}}]
[{"$f":"IF($C$9=\"Contactor 100HD\",'100HD-Imperial'!A70,IF($C$9=\"Recharger 150XLHD\",'150XLHD-Imperial'!A70,IF($C$9=\"Recharger 280HD\",'280HD-Imperial'!A70,IF($C$9=\"Recharger 300HD\",'300HD-Imperial'!A70,IF($C$9=\"Recharger 360HD\",'360HD-Imperial'!A70,IF($C$9=\"Recharger 902HD\",'902HD-Imperial'!A70,IF($C$9=\"Contactor Field Drain C-4HD\",'C-4HD-Imperial'!A70,IF($C$9=\"Recharger 180HD\",'180HD-Imperial'!A70,0))))))))","v":10},{"$f":"IF($C$9=\"Contactor 100HD\",'100HD-Imperial'!D70,IF($C$9=\"Recharger 150XLHD\",'150XLHD-Imperial'!D70,IF($C$9=\"Recharger 280HD\",'280HD-Imperial'!D70,IF($C$9=\"Recharger 300HD\",'300HD-Imperial'!G70,IF($C$9=\"Recharger 360HD\",'360HD-Imperial'!G70,IF($C$9=\"Recharger 902HD\",'902HD-Imperial'!G70,IF($C$9=\"Contactor Field Drain C-4HD\",'C-4HD-Imperial'!C70,IF($C$9=\"Recharger 180HD\",'180HD-Imperial'!D70,0))))))))","v":2.4746628700000004},{"$f":"IF($C$9=\"Contactor 100HD\",'100HD-Imperial'!F70,IF($C$9=\"Recharger 150XLHD\",'150XLHD-Imperial'!F70,IF($C$9=\"Recharger 280HD\",'280HD-Imperial'!F70,IF($C$9=\"Recharger 300HD\",'300HD-Imperial'!I70,IF($C$9=\"Recharger 360HD\",'360HD-Imperial'!I70,IF($C$9=\"Recharger 902HD\",'902HD-Imperial'!I70,IF($C$9=\"Contactor Field Drain C-4HD\",'C-4HD-Imperial'!D70,IF($C$9=\"Recharger 180HD\",'180HD-Imperial'!F70,0))))))))","v":1.2358292964444442},{"$f":"IF($C$9=\"Contactor 100HD\",'100HD-Imperial'!G70,IF($C$9=\"Recharger 150XLHD\",'150XLHD-Imperial'!G70,IF($C$9=\"Recharger 280HD\",'280HD-Imperial'!G70,IF($C$9=\"Recharger 300HD\",'300HD-Imperial'!J70,IF($C$9=\"Recharger 360HD\",'360HD-Imperial'!J70,IF($C$9=\"Recharger 902HD\",'902HD-Imperial'!J70,IF($C$9=\"Contactor Field Drain C-4HD\",'C-4HD-Imperial'!E70,IF($C$9=\"Recharger 180HD\",'180HD-Imperial'!G70,0))))))))","v":3.7104921664444444},{"$f":"IF($C$9=\"Contactor 100HD\",'100HD-Imperial'!H70,IF($C$9=\"Recharger 150XLHD\",'150XLHD-Imperial'!H70,IF($C$9=\"Recharger 280HD\",'280HD-Imperial'!H70,IF($C$9=\"Recharger 300HD\",'300HD-Imperial'!K70,IF($C$9=\"Recharger 360HD\",'360HD-Imperial'!K70,IF($C$9=\"Recharger 902HD\",'902HD-Imperial'!K70,IF($C$9=\"Contactor Field Drain C-4HD\",'C-4HD-Imperial'!F70,IF($C$9=\"Recharger 180HD\",'180HD-Imperial'!H70,0))))))))","v":32.650528498444451},{"$f":"IF($C$9=\"Contactor 100HD\",'100HD-Imperial'!I70,IF($C$9=\"Recharger 150XLHD\",'150XLHD-Imperial'!I70,IF($C$9=\"Recharger 280HD\",'280HD-Imperial'!I70,IF($C$9=\"Recharger 300HD\",'300HD-Imperial'!L70,IF($C$9=\"Recharger 360HD\",'360HD-Imperial'!L70,IF($C$9=\"Recharger 902HD\",'902HD-Imperial'!L70,IF($C$9=\"Contactor Field Drain C-4HD\",'C-4HD-Imperial'!G70,IF($C$9=\"Recharger 180HD\",'180HD-Imperial'!I70,0))))))))","v":0.83},null,null,null,null,null,{"$f":"IF($C$9=\"Contactor 100HD\",'100HD-Imperial'!E70,IF($C$9=\"Recharger 150XLHD\",'150XLHD-Imperial'!E70,IF($C$9=\"Recharger 280HD\",'280HD-Imperial'!E70,IF($C$9=\"Recharger 300HD\",#REF!,IF($C$9=\"Recharger 360HD\",'360HD-Imperial'!H70,IF($C$9=\"Recharger 902HD\",'902HD-Imperial'!H70,IF($C$9=\"Recharger 180HD\",'180HD-Imperial'!C70,\"\")))))))","v":{"$error":"#REF!"}}]
[{"$f":"IF($C$9=\"Contactor 100HD\",'100HD-Imperial'!A71,IF($C$9=\"Recharger 150XLHD\",'150XLHD-Imperial'!A71,IF($C$9=\"Recharger 280HD\",'280HD-Imperial'!A71,IF($C$9=\"Recharger 300HD\",'300HD-Imperial'!A71,IF($C$9=\"Recharger 360HD\",'360HD-Imperial'!A71,IF($C$9=\"Recharger 902HD\",'902HD-Imperial'!A71,IF($C$9=\"Contactor Field Drain C-4HD\",'C-4HD-Imperial'!A71,IF($C$9=\"Recharger 180HD\",'180HD-Imperial'!A71,0))))))))","v":9},{"$f":"IF($C$9=\"Contactor 100HD\",'100HD-Imperial'!D71,IF($C$9=\"Recharger 150XLHD\",'150XLHD-Imperial'!D71,IF($C$9=\"Recharger 280HD\",'280HD-Imperial'!D71,IF($C$9=\"Recharger 300HD\",'300HD-Imperial'!G71,IF($C$9=\"Recharger 360HD\",'360HD-Imperial'!G71,IF($C$9=\"Recharger 902HD\",'902HD-Imperial'!G71,IF($C$9=\"Contactor Field Drain C-4HD\",'C-4HD-Imperial'!C71,IF($C$9=\"Recharger 180HD\",'180HD-Imperial'!D71,0))))))))","v":2.4746628700000004},{"$f":"IF($C$9=\"Contactor 100HD\",'100HD-Imperial'!F71,IF($C$9=\"Recharger 150XLHD\",'150XLHD-Imperial'!F71,IF($C$9=\"Recharger 280HD\",'280HD-Imperial'!F71,IF($C$9=\"Recharger 300HD\",'300HD-Imperial'!I71,IF($C$9=\"Recharger 360HD\",'360HD-Imperial'!I71,IF($C$9=\"Recharger 902HD\",'902HD-Imperial'!I71,IF($C$9=\"Contactor Field Drain C-4HD\",'C-4HD-Imperial'!D71,IF($C$9=\"Recharger 180HD\",'180HD-Imperial'!F71,0))))))))","v":1.2358292964444442},{"$f":"IF($C$9=\"Contactor 100HD\",'100HD-Imperial'!G71,IF($C$9=\"Recharger 150XLHD\",'150XLHD-Imperial'!G71,IF($C$9=\"Recharger 280HD\",'280HD-Imperial'!G71,IF($C$9=\"Recharger 300HD\",'300HD-Imperial'!J71,IF($C$9=\"Recharger 360HD\",'360HD-Imperial'!J71,IF($C$9=\"Recharger 902HD\",'902HD-Imperial'!J71,IF($C$9=\"Contactor Field Drain C-4HD\",'C-4HD-Imperial'!E71,IF($C$9=\"Recharger 180HD\",'180HD-Imperial'!G71,0))))))))","v":3.7104921664444444},{"$f":"IF($C$9=\"Contactor 100HD\",'100HD-Imperial'!H71,IF($C$9=\"Recharger 150XLHD\",'150XLHD-Imperial'!H71,IF($C$9=\"Recharger 280HD\",'280HD-Imperial'!H71,IF($C$9=\"Recharger 300HD\",'300HD-Imperial'!K71,IF($C$9=\"Recharger 360HD\",'360HD-Imperial'!K71,IF($C$9=\"Recharger 902HD\",'902HD-Imperial'!K71,IF($C$9=\"Contactor Field Drain C-4HD\",'C-4HD-Imperial'!F71,IF($C$9=\"Recharger 180HD\",'180HD-Imperial'!H71,0))))))))","v":28.940036332000005},{"$f":"IF($C$9=\"Contactor 100HD\",'100HD-Imperial'!I71,IF($C$9=\"Recharger 150XLHD\",'150XLHD-Imperial'!I71,IF($C$9=\"Recharger 280HD\",'280HD-Imperial'!I71,IF($C$9=\"Recharger 300HD\",'300HD-Imperial'!L71,IF($C$9=\"Recharger 360HD\",'360HD-Imperial'!L71,IF($C$9=\"Recharger 902HD\",'902HD-Imperial'!L71,IF($C$9=\"Contactor Field Drain C-4HD\",'C-4HD-Imperial'!G71,IF($C$9=\"Recharger 180HD\",'180HD-Imperial'!I71,0))))))))","v":0.75},null,null,null,null,null,{"$f":"IF($C$9=\"Contactor 100HD\",'100HD-Imperial'!E71,IF($C$9=\"Recharger 150XLHD\",'150XLHD-Imperial'!E71,IF($C$9=\"Recharger 280HD\",'280HD-Imperial'!E71,IF($C$9=\"Recharger 300HD\",#REF!,IF($C$9=\"Recharger 360HD\",'360HD-Imperial'!H71,IF($C$9=\"Recharger 902HD\",'902HD-Imperial'!H71,IF($C$9=\"Recharger 180HD\",'180HD-Imperial'!C71,\"\")))))))","v":{"$error":"#REF!"}}]
[{"$f":"IF($C$9=\"Contactor 100HD\",'100HD-Imperial'!A72,IF($C$9=\"Recharger 150XLHD\",'150XLHD-Imperial'!A72,IF($C$9=\"Recharger 280HD\",'280HD-Imperial'!A72,IF($C$9=\"Recharger 300HD\",'300HD-Imperial'!A72,IF($C$9=\"Recharger 360HD\",'360HD-Imperial'!A72,IF($C$9=\"Recharger 902HD\",'902HD-Imperial'!A72,IF($C$9=\"Contactor Field Drain C-4HD\",'C-4HD-Imperial'!A72,IF($C$9=\"Recharger 180HD\",'180HD-Imperial'!A72,0))))))))","v":8},{"$f":"IF($C$9=\"Contactor 100HD\",'100HD-Imperial'!D72,IF($C$9=\"Recharger 150XLHD\",'150XLHD-Imperial'!D72,IF($C$9=\"Recharger 280HD\",'280HD-Imperial'!D72,IF($C$9=\"Recharger 300HD\",'300HD-Imperial'!G72,IF($C$9=\"Recharger 360HD\",'360HD-Imperial'!G72,IF($C$9=\"Recharger 902HD\",'902HD-Imperial'!G72,IF($C$9=\"Contactor Field Drain C-4HD\",'C-4HD-Imperial'!C72,IF($C$9=\"Recharger 180HD\",'180HD-Imperial'!D72,0))))))))","v":2.4746628700000004},{"$f":"IF($C$9=\"Contactor 100HD\",'100HD-Imperial'!F72,IF($C$9=\"Recharger 150XLHD\",'150XLHD-Imperial'!F72,IF($C$9=\"Recharger 280HD\",'280HD-Imperial'!F72,IF($C$9=\"Recharger 300HD\",'300HD-Imperial'!I72,IF($C$9=\"Recharger 360HD\",'360HD-Imperial'!I72,IF($C$9=\"Recharger 902HD\",'902HD-Imperial'!I72,IF($C$9=\"Contactor Field Drain C-4HD\",'C-4HD-Imperial'!D72,IF($C$9=\"Recharger 180HD\",'180HD-Imperial'!F72,0))))))))","v":1.2358292964444442},{"$f":"IF($C$9=\"Contactor 100HD\",'100HD-Imperial'!G72,IF($C$9=\"Recharger 150XLHD\",'150XLHD-Imperial'!G72,IF($C$9=\"Recharger 280HD\",'280HD-Imperial'!G72,IF($C$9=\"Recharger 300HD\",'300HD-Imperial'!J72,IF($C$9=\"Recharger 360HD\",'360HD-Imperial'!J72,IF($C$9=\"Recharger 902HD\",'902HD-Imperial'!J72,IF($C$9=\"Contactor Field Drain C-4HD\",'C-4HD-Imperial'!E72,IF($C$9=\"Recharger 180HD\",'180HD-Imperial'!G72,0))))))))","v":3.7104921664444444},{"$f":"IF($C$9=\"Contactor 100HD\",'100HD-Imperial'!H72,IF($C$9=\"Recharger 150XLHD\",'150XLHD-Imperial'!H72,IF($C$9=\"Recharger 280HD\",'280HD-Imperial'!H72,IF($C$9=\"Recharger 300HD\",'300HD-Imperial'!K72,IF($C$9=\"Recharger 360HD\",'360HD-Imperial'!K72,IF($C$9=\"Recharger 902HD\",'902HD-Imperial'!K72,IF($C$9=\"Contactor Field Drain C-4HD\",'C-4HD-Imperial'!F72,IF($C$9=\"Recharger 180HD\",'180HD-Imperial'!H72,0))))))))","v":25.229544165555559},{"$f":"IF($C$9=\"Contactor 100HD\",'100HD-Imperial'!I72,IF($C$9=\"Recharger 150XLHD\",'150XLHD-Imperial'!I72,IF($C$9=\"Recharger 280HD\",'280HD-Imperial'!I72,IF($C$9=\"Recharger 300HD\",'300HD-Imperial'!L72,IF($C$9=\"Recharger 360HD\",'360HD-Imperial'!L72,IF($C$9=\"Recharger 902HD\",'902HD-Imperial'!L72,IF($C$9=\"Contactor Field Drain C-4HD\",'C-4HD-Imperial'!G72,IF($C$9=\"Recharger 180HD\",'180HD-Imperial'!I72,0))))))))","v":0.67},null,null,null,null,null,{"$f":"IF($C$9=\"Contactor 100HD\",'100HD-Imperial'!E72,IF($C$9=\"Recharger 150XLHD\",'150XLHD-Imperial'!E72,IF($C$9=\"Recharger 280HD\",'280HD-Imperial'!E72,IF($C$9=\"Recharger 300HD\",#REF!,IF($C$9=\"Recharger 360HD\",'360HD-Imperial'!H72,IF($C$9=\"Recharger 902HD\",'902HD-Imperial'!H72,IF($C$9=\"Recharger 180HD\",'180HD-Imperial'!C72,\"\")))))))","v":{"$error":"#REF!"}}]
[{"$f":"IF($C$9=\"Contactor 100HD\",'100HD-Imperial'!A73,IF($C$9=\"Recharger 150XLHD\",'150XLHD-Imperial'!A73,IF($C$9=\"Recharger 280HD\",'280HD-Imperial'!A73,IF($C$9=\"Recharger 300HD\",'300HD-Imperial'!A73,IF($C$9=\"Recharger 360HD\",'360HD-Imperial'!A73,IF($C$9=\"Recharger 902HD\",'902HD-Imperial'!A73,IF($C$9=\"Contactor Field Drain C-4HD\",'C-4HD-Imperial'!A73,IF($C$9=\"Recharger 180HD\",'180HD-Imperial'!A73,0))))))))","v":7},{"$f":"IF($C$9=\"Contactor 100HD\",'100HD-Imperial'!D73,IF($C$9=\"Recharger 150XLHD\",'150XLHD-Imperial'!D73,IF($C$9=\"Recharger 280HD\",'280HD-Imperial'!D73,IF($C$9=\"Recharger 300HD\",'300HD-Imperial'!G73,IF($C$9=\"Recharger 360HD\",'360HD-Imperial'!G73,IF($C$9=\"Recharger 902HD\",'902HD-Imperial'!G73,IF($C$9=\"Contactor Field Drain C-4HD\",'C-4HD-Imperial'!C73,IF($C$9=\"Recharger 180HD\",'180HD-Imperial'!D73,0))))))))","v":2.4746628700000004},{"$f":"IF($C$9=\"Contactor 100HD\",'100HD-Imperial'!F73,IF($C$9=\"Recharger 150XLHD\",'150XLHD-Imperial'!F73,IF($C$9=\"Recharger 280HD\",'280HD-Imperial'!F73,IF($C$9=\"Recharger 300HD\",'300HD-Imperial'!I73,IF($C$9=\"Recharger 360HD\",'360HD-Imperial'!I73,IF($C$9=\"Recharger 902HD\",'902HD-Imperial'!I73,IF($C$9=\"Contactor Field Drain C-4HD\",'C-4HD-Imperial'!D73,IF($C$9=\"Recharger 180HD\",'180HD-Imperial'!F73,0))))))))","v":1.2358292964444442},{"$f":"IF($C$9=\"Contactor 100HD\",'100HD-Imperial'!G73,IF($C$9=\"Recharger 150XLHD\",'150XLHD-Imperial'!G73,IF($C$9=\"Recharger 280HD\",'280HD-Imperial'!G73,IF($C$9=\"Recharger 300HD\",'300HD-Imperial'!J73,IF($C$9=\"Recharger 360HD\",'360HD-Imperial'!J73,IF($C$9=\"Recharger 902HD\",'902HD-Imperial'!J73,IF($C$9=\"Contactor Field Drain C-4HD\",'C-4HD-Imperial'!E73,IF($C$9=\"Recharger 180HD\",'180HD-Imperial'!G73,0))))))))","v":3.7104921664444444},{"$f":"IF($C$9=\"Contactor 100HD\",'100HD-Imperial'!H73,IF($C$9=\"Recharger 150XLHD\",'150XLHD-Imperial'!H73,IF($C$9=\"Recharger 280HD\",'280HD-Imperial'!H73,IF($C$9=\"Recharger 300HD\",'300HD-Imperial'!K73,IF($C$9=\"Recharger 360HD\",'360HD-Imperial'!K73,IF($C$9=\"Recharger 902HD\",'902HD-Imperial'!K73,IF($C$9=\"Contactor Field Drain C-4HD\",'C-4HD-Imperial'!F73,IF($C$9=\"Recharger 180HD\",'180HD-Imperial'!H73,0))))))))","v":21.519051999111113},{"$f":"IF($C$9=\"Contactor 100HD\",'100HD-Imperial'!I73,IF($C$9=\"Recharger 150XLHD\",'150XLHD-Imperial'!I73,IF($C$9=\"Recharger 280HD\",'280HD-Imperial'!I73,IF($C$9=\"Recharger 300HD\",'300HD-Imperial'!L73,IF($C$9=\"Recharger 360HD\",'360HD-Imperial'!L73,IF($C$9=\"Recharger 902HD\",'902HD-Imperial'!L73,IF($C$9=\"Contactor Field Drain C-4HD\",'C-4HD-Imperial'!G73,IF($C$9=\"Recharger 180HD\",'180HD-Imperial'!I73,0))))))))","v":0.57999999999999996},null,null,null,null,null,{"$f":"IF($C$9=\"Contactor 100HD\",'100HD-Imperial'!E73,IF($C$9=\"Recharger 150XLHD\",'150XLHD-Imperial'!E73,IF($C$9=\"Recharger 280HD\",'280HD-Imperial'!E73,IF($C$9=\"Recharger 300HD\",#REF!,IF($C$9=\"Recharger 360HD\",'360HD-Imperial'!H73,IF($C$9=\"Recharger 902HD\",'902HD-Imperial'!H73,IF($C$9=\"Recharger 180HD\",'180HD-Imperial'!C73,\"\")))))))","v":{"$error":"#REF!"}}]
[{"$f":"IF($C$9=\"Contactor 100HD\",'100HD-Imperial'!A74,IF($C$9=\"Recharger 150XLHD\",'150XLHD-Imperial'!A74,IF($C$9=\"Recharger 280HD\",'280HD-Imperial'!A74,IF($C$9=\"Recharger 300HD\",'300HD-Imperial'!A74,IF($C$9=\"Recharger 360HD\",'360HD-Imperial'!A74,IF($C$9=\"Recharger 902HD\",'902HD-Imperial'!A74,IF($C$9=\"Contactor Field Drain C-4HD\",'C-4HD-Imperial'!A74,IF($C$9=\"Recharger 180HD\",'180HD-Imperial'!A74,0))))))))","v":6},{"$f":"IF($C$9=\"Contactor 100HD\",'100HD-Imperial'!D74,IF($C$9=\"Recharger 150XLHD\",'150XLHD-Imperial'!D74,IF($C$9=\"Recharger 280HD\",'280HD-Imperial'!D74,IF($C$9=\"Recharger 300HD\",'300HD-Imperial'!G74,IF($C$9=\"Recharger 360HD\",'360HD-Imperial'!G74,IF($C$9=\"Recharger 902HD\",'902HD-Imperial'!G74,IF($C$9=\"Contactor Field Drain C-4HD\",'C-4HD-Imperial'!C74,IF($C$9=\"Recharger 180HD\",'180HD-Imperial'!D74,0))))))))","v":2.4746628700000004},{"$f":"IF($C$9=\"Contactor 100HD\",'100HD-Imperial'!F74,IF($C$9=\"Recharger 150XLHD\",'150XLHD-Imperial'!F74,IF($C$9=\"Recharger 280HD\",'280HD-Imperial'!F74,IF($C$9=\"Recharger 300HD\",'300HD-Imperial'!I74,IF($C$9=\"Recharger 360HD\",'360HD-Imperial'!I74,IF($C$9=\"Recharger 902HD\",'902HD-Imperial'!I74,IF($C$9=\"Contactor Field Drain C-4HD\",'C-4HD-Imperial'!D74,IF($C$9=\"Recharger 180HD\",'180HD-Imperial'!F74,0))))))))","v":1.2358292964444442},{"$f":"IF($C$9=\"Contactor 100HD\",'100HD-Imperial'!G74,IF($C$9=\"Recharger 150XLHD\",'150XLHD-Imperial'!G74,IF($C$9=\"Recharger 280HD\",'280HD-Imperial'!G74,IF($C$9=\"Recharger 300HD\",'300HD-Imperial'!J74,IF($C$9=\"Recharger 360HD\",'360HD-Imperial'!J74,IF($C$9=\"Recharger 902HD\",'902HD-Imperial'!J74,IF($C$9=\"Contactor Field Drain C-4HD\",'C-4HD-Imperial'!E74,IF($C$9=\"Recharger 180HD\",'180HD-Imperial'!G74,0))))))))","v":3.7104921664444444},{"$f":"IF($C$9=\"Contactor 100HD\",'100HD-Imperial'!H74,IF($C$9=\"Recharger 150XLHD\",'150XLHD-Imperial'!H74,IF($C$9=\"Recharger 280HD\",'280HD-Imperial'!H74,IF($C$9=\"Recharger 300HD\",'300HD-Imperial'!K74,IF($C$9=\"Recharger 360HD\",'360HD-Imperial'!K74,IF($C$9=\"Recharger 902HD\",'902HD-Imperial'!K74,IF($C$9=\"Contactor Field Drain C-4HD\",'C-4HD-Imperial'!F74,IF($C$9=\"Recharger 180HD\",'180HD-Imperial'!H74,0))))))))","v":17.808559832666667},{"$f":"IF($C$9=\"Contactor 100HD\",'100HD-Imperial'!I74,IF($C$9=\"Recharger 150XLHD\",'150XLHD-Imperial'!I74,IF($C$9=\"Recharger 280HD\",'280HD-Imperial'!I74,IF($C$9=\"Recharger 300HD\",'300HD-Imperial'!L74,IF($C$9=\"Recharger 360HD\",'360HD-Imperial'!L74,IF($C$9=\"Recharger 902HD\",'902HD-Imperial'!L74,IF($C$9=\"Contactor Field Drain C-4HD\",'C-4HD-Imperial'!G74,IF($C$9=\"Recharger 180HD\",'180HD-Imperial'!I74,0))))))))","v":0.5},null,null,null,null,null,{"$f":"IF($C$9=\"Contactor 100HD\",'100HD-Imperial'!E74,IF($C$9=\"Recharger 150XLHD\",'150XLHD-Imperial'!E74,IF($C$9=\"Recharger 280HD\",'280HD-Imperial'!E74,IF($C$9=\"Recharger 300HD\",#REF!,IF($C$9=\"Recharger 360HD\",'360HD-Imperial'!H74,IF($C$9=\"Recharger 902HD\",'902HD-Imperial'!H74,IF($C$9=\"Recharger 180HD\",'180HD-Imperial'!C74,\"\")))))))","v":{"$error":"#REF!"}}]
[{"$f":"IF($C$9=\"Contactor 100HD\",'100HD-Imperial'!A75,IF($C$9=\"Recharger 150XLHD\",'150XLHD-Imperial'!A75,IF($C$9=\"Recharger 280HD\",'280HD-Imperial'!A75,IF($C$9=\"Recharger 300HD\",'300HD-Imperial'!A75,IF($C$9=\"Recharger 360HD\",'360HD-Imperial'!A75,IF($C$9=\"Recharger 902HD\",'902HD-Imperial'!A75,IF($C$9=\"Contactor Field Drain C-4HD\",'C-4HD-Imperial'!A75,IF($C$9=\"Recharger 180HD\",'180HD-Imperial'!A75,0))))))))","v":5},{"$f":"IF($C$9=\"Contactor 100HD\",'100HD-Imperial'!D75,IF($C$9=\"Recharger 150XLHD\",'150XLHD-Imperial'!D75,IF($C$9=\"Recharger 280HD\",'280HD-Imperial'!D75,IF($C$9=\"Recharger 300HD\",'300HD-Imperial'!G75,IF($C$9=\"Recharger 360HD\",'360HD-Imperial'!G75,IF($C$9=\"Recharger 902HD\",'902HD-Imperial'!G75,IF($C$9=\"Contactor Field Drain C-4HD\",'C-4HD-Imperial'!C75,IF($C$9=\"Recharger 180HD\",'180HD-Imperial'!D75,0))))))))","v":2.4746628700000004},{"$f":"IF($C$9=\"Contactor 100HD\",'100HD-Imperial'!F75,IF($C$9=\"Recharger 150XLHD\",'150XLHD-Imperial'!F75,IF($C$9=\"Recharger 280HD\",'280HD-Imperial'!F75,IF($C$9=\"Recharger 300HD\",'300HD-Imperial'!I75,IF($C$9=\"Recharger 360HD\",'360HD-Imperial'!I75,IF($C$9=\"Recharger 902HD\",'902HD-Imperial'!I75,IF($C$9=\"Contactor Field Drain C-4HD\",'C-4HD-Imperial'!D75,IF($C$9=\"Recharger 180HD\",'180HD-Imperial'!F75,0))))))))","v":1.2358292964444442},{"$f":"IF($C$9=\"Contactor 100HD\",'100HD-Imperial'!G75,IF($C$9=\"Recharger 150XLHD\",'150XLHD-Imperial'!G75,IF($C$9=\"Recharger 280HD\",'280HD-Imperial'!G75,IF($C$9=\"Recharger 300HD\",'300HD-Imperial'!J75,IF($C$9=\"Recharger 360HD\",'360HD-Imperial'!J75,IF($C$9=\"Recharger 902HD\",'902HD-Imperial'!J75,IF($C$9=\"Contactor Field Drain C-4HD\",'C-4HD-Imperial'!E75,IF($C$9=\"Recharger 180HD\",'180HD-Imperial'!G75,0))))))))","v":3.7104921664444444},{"$f":"IF($C$9=\"Contactor 100HD\",'100HD-Imperial'!H75,IF($C$9=\"Recharger 150XLHD\",'150XLHD-Imperial'!H75,IF($C$9=\"Recharger 280HD\",'280HD-Imperial'!H75,IF($C$9=\"Recharger 300HD\",'300HD-Imperial'!K75,IF($C$9=\"Recharger 360HD\",'360HD-Imperial'!K75,IF($C$9=\"Recharger 902HD\",'902HD-Imperial'!K75,IF($C$9=\"Contactor Field Drain C-4HD\",'C-4HD-Imperial'!F75,IF($C$9=\"Recharger 180HD\",'180HD-Imperial'!H75,0))))))))","v":14.098067666222221},{"$f":"IF($C$9=\"Contactor 100HD\",'100HD-Imperial'!I75,IF($C$9=\"Recharger 150XLHD\",'150XLHD-Imperial'!I75,IF($C$9=\"Recharger 280HD\",'280HD-Imperial'!I75,IF($C$9=\"Recharger 300HD\",'300HD-Imperial'!L75,IF($C$9=\"Recharger 360HD\",'360HD-Imperial'!L75,IF($C$9=\"Recharger 902HD\",'902HD-Imperial'!L75,IF($C$9=\"Contactor Field Drain C-4HD\",'C-4HD-Imperial'!G75,IF($C$9=\"Recharger 180HD\",'180HD-Imperial'!I75,0))))))))","v":0.42},null,null,null,null,null,{"$f":"IF($C$9=\"Contactor 100HD\",'100HD-Imperial'!E75,IF($C$9=\"Recharger 150XLHD\",'150XLHD-Imperial'!E75,IF($C$9=\"Recharger 280HD\",'280HD-Imperial'!E75,IF($C$9=\"Recharger 300HD\",#REF!,IF($C$9=\"Recharger 360HD\",'360HD-Imperial'!H75,IF($C$9=\"Recharger 902HD\",'902HD-Imperial'!H75,IF($C$9=\"Recharger 180HD\",'180HD-Imperial'!C75,\"\")))))))","v":{"$error":"#REF!"}}]
[{"$f":"IF($C$9=\"Contactor 100HD\",'100HD-Imperial'!A76,IF($C$9=\"Recharger 150XLHD\",'150XLHD-Imperial'!A76,IF($C$9=\"Recharger 280HD\",'280HD-Imperial'!A76,IF($C$9=\"Recharger 300HD\",'300HD-Imperial'!A76,IF($C$9=\"Recharger 360HD\",'360HD-Imperial'!A76,IF($C$9=\"Recharger 902HD\",'902HD-Imperial'!A76,IF($C$9=\"Contactor Field Drain C-4HD\",'C-4HD-Imperial'!A76,IF($C$9=\"Recharger 180HD\",'180HD-Imperial'!A76,0))))))))","v":4},{"$f":"IF($C$9=\"Contactor 100HD\",'100HD-Imperial'!D76,IF($C$9=\"Recharger 150XLHD\",'150XLHD-Imperial'!D76,IF($C$9=\"Recharger 280HD\",'280HD-Imperial'!D76,IF($C$9=\"Recharger 300HD\",'300HD-Imperial'!G76,IF($C$9=\"Recharger 360HD\",'360HD-Imperial'!G76,IF($C$9=\"Recharger 902HD\",'902HD-Imperial'!G76,IF($C$9=\"Contactor Field Drain C-4HD\",'C-4HD-Imperial'!C76,IF($C$9=\"Recharger 180HD\",'180HD-Imperial'!D76,0))))))))","v":2.4746628700000004},{"$f":"IF($C$9=\"Contactor 100HD\",'100HD-Imperial'!F76,IF($C$9=\"Recharger 150XLHD\",'150XLHD-Imperial'!F76,IF($C$9=\"Recharger 280HD\",'280HD-Imperial'!F76,IF($C$9=\"Recharger 300HD\",'300HD-Imperial'!I76,IF($C$9=\"Recharger 360HD\",'360HD-Imperial'!I76,IF($C$9=\"Recharger 902HD\",'902HD-Imperial'!I76,IF($C$9=\"Contactor Field Drain C-4HD\",'C-4HD-Imperial'!D76,IF($C$9=\"Recharger 180HD\",'180HD-Imperial'!F76,0))))))))","v":1.2358292964444442},{"$f":"IF($C$9=\"Contactor 100HD\",'100HD-Imperial'!G76,IF($C$9=\"Recharger 150XLHD\",'150XLHD-Imperial'!G76,IF($C$9=\"Recharger 280HD\",'280HD-Imperial'!G76,IF($C$9=\"Recharger 300HD\",'300HD-Imperial'!J76,IF($C$9=\"Recharger 360HD\",'360HD-Imperial'!J76,IF($C$9=\"Recharger 902HD\",'902HD-Imperial'!J76,IF($C$9=\"Contactor Field Drain C-4HD\",'C-4HD-Imperial'!E76,IF($C$9=\"Recharger 180HD\",'180HD-Imperial'!G76,0))))))))","v":3.7104921664444444},{"$f":"IF($C$9=\"Contactor 100HD\",'100HD-Imperial'!H76,IF($C$9=\"Recharger 150XLHD\",'150XLHD-Imperial'!H76,IF($C$9=\"Recharger 280HD\",'280HD-Imperial'!H76,IF($C$9=\"Recharger 300HD\",'300HD-Imperial'!K76,IF($C$9=\"Recharger 360HD\",'360HD-Imperial'!K76,IF($C$9=\"Recharger 902HD\",'902HD-Imperial'!K76,IF($C$9=\"Contactor Field Drain C-4HD\",'C-4HD-Imperial'!F76,IF($C$9=\"Recharger 180HD\",'180HD-Imperial'!H76,0))))))))","v":10.387575499777776},{"$f":"IF($C$9=\"Contactor 100HD\",'100HD-Imperial'!I76,IF($C$9=\"Recharger 150XLHD\",'150XLHD-Imperial'!I76,IF($C$9=\"Recharger 280HD\",'280HD-Imperial'!I76,IF($C$9=\"Recharger 300HD\",'300HD-Imperial'!L76,IF($C$9=\"Recharger 360HD\",'360HD-Imperial'!L76,IF($C$9=\"Recharger 902HD\",'902HD-Imperial'!L76,IF($C$9=\"Contactor Field Drain C-4HD\",'C-4HD-Imperial'!G76,IF($C$9=\"Recharger 180HD\",'180HD-Imperial'!I76,0))))))))","v":0.33},null,null,null,null,null,{"$f":"IF($C$9=\"Contactor 100HD\",'100HD-Imperial'!E76,IF($C$9=\"Recharger 150XLHD\",'150XLHD-Imperial'!E76,IF($C$9=\"Recharger 280HD\",'280HD-Imperial'!E76,IF($C$9=\"Recharger 300HD\",#REF!,IF($C$9=\"Recharger 360HD\",'360HD-Imperial'!H76,IF($C$9=\"Recharger 902HD\",'902HD-Imperial'!H76,IF($C$9=\"Recharger 180HD\",'180HD-Imperial'!C76,\"\")))))))","v":{"$error":"#REF!"}}]
[{"$f":"IF($C$9=\"Contactor 100HD\",'100HD-Imperial'!A77,IF($C$9=\"Recharger 150XLHD\",'150XLHD-Imperial'!A77,IF($C$9=\"Recharger 280HD\",'280HD-Imperial'!A77,IF($C$9=\"Recharger 300HD\",'300HD-Imperial'!A77,IF($C$9=\"Recharger 360HD\",'360HD-Imperial'!A77,IF($C$9=\"Recharger 902HD\",'902HD-Imperial'!A77,IF($C$9=\"Contactor Field Drain C-4HD\",'C-4HD-Imperial'!A77,IF($C$9=\"Recharger 180HD\",'180HD-Imperial'!A77,0))))))))","v":3},{"$f":"IF($C$9=\"Contactor 100HD\",'100HD-Imperial'!D77,IF($C$9=\"Recharger 150XLHD\",'150XLHD-Imperial'!D77,IF($C$9=\"Recharger 280HD\",'280HD-Imperial'!D77,IF($C$9=\"Recharger 300HD\",'300HD-Imperial'!G77,IF($C$9=\"Recharger 360HD\",'360HD-Imperial'!G77,IF($C$9=\"Recharger 902HD\",'902HD-Imperial'!G77,IF($C$9=\"Contactor Field Drain C-4HD\",'C-4HD-Imperial'!C77,IF($C$9=\"Recharger 180HD\",'180HD-Imperial'!D77,0))))))))","v":0},{"$f":"IF($C$9=\"Contactor 100HD\",'100HD-Imperial'!F77,IF($C$9=\"Recharger 150XLHD\",'150XLHD-Imperial'!F77,IF($C$9=\"Recharger 280HD\",'280HD-Imperial'!F77,IF($C$9=\"Recharger 300HD\",'300HD-Imperial'!I77,IF($C$9=\"Recharger 360HD\",'360HD-Imperial'!I77,IF($C$9=\"Recharger 902HD\",'902HD-Imperial'!I77,IF($C$9=\"Contactor Field Drain C-4HD\",'C-4HD-Imperial'!D77,IF($C$9=\"Recharger 180HD\",'180HD-Imperial'!F77,0))))))))","v":2.2256944444444442},{"$f":"IF($C$9=\"Contactor 100HD\",'100HD-Imperial'!G77,IF($C$9=\"Recharger 150XLHD\",'150XLHD-Imperial'!G77,IF($C$9=\"Recharger 280HD\",'280HD-Imperial'!G77,IF($C$9=\"Recharger 300HD\",'300HD-Imperial'!J77,IF($C$9=\"Recharger 360HD\",'360HD-Imperial'!J77,IF($C$9=\"Recharger 902HD\",'902HD-Imperial'!J77,IF($C$9=\"Contactor Field Drain C-4HD\",'C-4HD-Imperial'!E77,IF($C$9=\"Recharger 180HD\",'180HD-Imperial'!G77,0))))))))","v":2.2256944444444442},{"$f":"IF($C$9=\"Contactor 100HD\",'100HD-Imperial'!H77,IF($C$9=\"Recharger 150XLHD\",'150XLHD-Imperial'!H77,IF($C$9=\"Recharger 280HD\",'280HD-Imperial'!H77,IF($C$9=\"Recharger 300HD\",'300HD-Imperial'!K77,IF($C$9=\"Recharger 360HD\",'360HD-Imperial'!K77,IF($C$9=\"Recharger 902HD\",'902HD-Imperial'!K77,IF($C$9=\"Contactor Field Drain C-4HD\",'C-4HD-Imperial'!F77,IF($C$9=\"Recharger 180HD\",'180HD-Imperial'!H77,0))))))))","v":6.6770833333333321},{"$f":"IF($C$9=\"Contactor 100HD\",'100HD-Imperial'!I77,IF($C$9=\"Recharger 150XLHD\",'150XLHD-Imperial'!I77,IF($C$9=\"Recharger 280HD\",'280HD-Imperial'!I77,IF($C$9=\"Recharger 300HD\",'300HD-Imperial'!L77,IF($C$9=\"Recharger 360HD\",'360HD-Imperial'!L77,IF($C$9=\"Recharger 902HD\",'902HD-Imperial'!L77,IF($C$9=\"Contactor Field Drain C-4HD\",'C-4HD-Imperial'!G77,IF($C$9=\"Recharger 180HD\",'180HD-Imperial'!I77,0))))))))","v":0.25},null,null,null,null,null,{"$f":"IF($C$9=\"Contactor 100HD\",'100HD-Imperial'!E77,IF($C$9=\"Recharger 150XLHD\",'150XLHD-Imperial'!E77,IF($C$9=\"Recharger 280HD\",'280HD-Imperial'!E77,IF($C$9=\"Recharger 300HD\",#REF!,IF($C$9=\"Recharger 360HD\",'360HD-Imperial'!H77,IF($C$9=\"Recharger 902HD\",'902HD-Imperial'!H77,IF($C$9=\"Recharger 180HD\",'180HD-Imperial'!C77,\"\")))))))","v":{"$error":"#REF!"}}]
[{"$f":"IF($C$9=\"Contactor 100HD\",'100HD-Imperial'!A78,IF($C$9=\"Recharger 150XLHD\",'150XLHD-Imperial'!A78,IF($C$9=\"Recharger 280HD\",'280HD-Imperial'!A78,IF($C$9=\"Recharger 300HD\",'300HD-Imperial'!A78,IF($C$9=\"Recharger 360HD\",'360HD-Imperial'!A78,IF($C$9=\"Recharger 902HD\",'902HD-Imperial'!A78,IF($C$9=\"Contactor Field Drain C-4HD\",'C-4HD-Imperial'!A78,IF($C$9=\"Recharger 180HD\",'180HD-Imperial'!A78,0))))))))","v":2},{"$f":"IF($C$9=\"Contactor 100HD\",'100HD-Imperial'!D78,IF($C$9=\"Recharger 150XLHD\",'150XLHD-Imperial'!D78,IF($C$9=\"Recharger 280HD\",'280HD-Imperial'!D78,IF($C$9=\"Recharger 300HD\",'300HD-Imperial'!G78,IF($C$9=\"Recharger 360HD\",'360HD-Imperial'!G78,IF($C$9=\"Recharger 902HD\",'902HD-Imperial'!G78,IF($C$9=\"Contactor Field Drain C-4HD\",'C-4HD-Imperial'!C78,IF($C$9=\"Recharger 180HD\",'180HD-Imperial'!D78,0))))))))","v":0},{"$f":"IF($C$9=\"Contactor 100HD\",'100HD-Imperial'!F78,IF($C$9=\"Recharger 150XLHD\",'150XLHD-Imperial'!F78,IF($C$9=\"Recharger 280HD\",'280HD-Imperial'!F78,IF($C$9=\"Recharger 300HD\",'300HD-Imperial'!I78,IF($C$9=\"Recharger 360HD\",'360HD-Imperial'!I78,IF($C$9=\"Recharger 902HD\",'902HD-Imperial'!I78,IF($C$9=\"Contactor Field Drain C-4HD\",'C-4HD-Imperial'!D78,IF($C$9=\"Recharger 180HD\",'180HD-Imperial'!F78,0))))))))","v":2.2256944444444442},{"$f":"IF($C$9=\"Contactor 100HD\",'100HD-Imperial'!G78,IF($C$9=\"Recharger 150XLHD\",'150XLHD-Imperial'!G78,IF($C$9=\"Recharger 280HD\",'280HD-Imperial'!G78,IF($C$9=\"Recharger 300HD\",'300HD-Imperial'!J78,IF($C$9=\"Recharger 360HD\",'360HD-Imperial'!J78,IF($C$9=\"Recharger 902HD\",'902HD-Imperial'!J78,IF($C$9=\"Contactor Field Drain C-4HD\",'C-4HD-Imperial'!E78,IF($C$9=\"Recharger 180HD\",'180HD-Imperial'!G78,0))))))))","v":2.2256944444444442},{"$f":"IF($C$9=\"Contactor 100HD\",'100HD-Imperial'!H78,IF($C$9=\"Recharger 150XLHD\",'150XLHD-Imperial'!H78,IF($C$9=\"Recharger 280HD\",'280HD-Imperial'!H78,IF($C$9=\"Recharger 300HD\",'300HD-Imperial'!K78,IF($C$9=\"Recharger 360HD\",'360HD-Imperial'!K78,IF($C$9=\"Recharger 902HD\",'902HD-Imperial'!K78,IF($C$9=\"Contactor Field Drain C-4HD\",'C-4HD-Imperial'!F78,IF($C$9=\"Recharger 180HD\",'180HD-Imperial'!H78,0))))))))","v":4.4513888888888884},{"$f":"IF($C$9=\"Contactor 100HD\",'100HD-Imperial'!I78,IF($C$9=\"Recharger 150XLHD\",'150XLHD-Imperial'!I78,IF($C$9=\"Recharger 280HD\",'280HD-Imperial'!I78,IF($C$9=\"Recharger 300HD\",'300HD-Imperial'!L78,IF($C$9=\"Recharger 360HD\",'360HD-Imperial'!L78,IF($C$9=\"Recharger 902HD\",'902HD-Imperial'!L78,IF($C$9=\"Contactor Field Drain C-4HD\",'C-4HD-Imperial'!G78,IF($C$9=\"Recharger 180HD\",'180HD-Imperial'!I78,0))))))))","v":0.17},null,null,null,null,null,{"$f":"IF($C$9=\"Contactor 100HD\",'100HD-Imperial'!E78,IF($C$9=\"Recharger 150XLHD\",'150XLHD-Imperial'!E78,IF($C$9=\"Recharger 280HD\",'280HD-Imperial'!E78,IF($C$9=\"Recharger 300HD\",#REF!,IF($C$9=\"Recharger 360HD\",'360HD-Imperial'!H78,IF($C$9=\"Recharger 902HD\",'902HD-Imperial'!H78,IF($C$9=\"Recharger 180HD\",'180HD-Imperial'!C78,\"\")))))))","v":{"$error":"#REF!"}}]
[{"$f":"IF($C$9=\"Contactor 100HD\",'100HD-Imperial'!A79,IF($C$9=\"Recharger 150XLHD\",'150XLHD-Imperial'!A79,IF($C$9=\"Recharger 280HD\",'280HD-Imperial'!A79,IF($C$9=\"Recharger 300HD\",'300HD-Imperial'!A79,IF($C$9=\"Recharger 360HD\",'360HD-Imperial'!A79,IF($C$9=\"Recharger 902HD\",'902HD-Imperial'!A79,IF($C$9=\"Contactor Field Drain C-4HD\",'C-4HD-Imperial'!A79,IF($C$9=\"Recharger 180HD\",'180HD-Imperial'!A79,0))))))))","v":1},{"$f":"IF($C$9=\"Contactor 100HD\",'100HD-Imperial'!D79,IF($C$9=\"Recharger 150XLHD\",'150XLHD-Imperial'!D79,IF($C$9=\"Recharger 280HD\",'280HD-Imperial'!D79,IF($C$9=\"Recharger 300HD\",'300HD-Imperial'!G79,IF($C$9=\"Recharger 360HD\",'360HD-Imperial'!G79,IF($C$9=\"Recharger 902HD\",'902HD-Imperial'!G79,IF($C$9=\"Contactor Field Drain C-4HD\",'C-4HD-Imperial'!C79,IF($C$9=\"Recharger 180HD\",'180HD-Imperial'!D79,0))))))))","v":0},{"$f":"IF($C$9=\"Contactor 100HD\",'100HD-Imperial'!F79,IF($C$9=\"Recharger 150XLHD\",'150XLHD-Imperial'!F79,IF($C$9=\"Recharger 280HD\",'280HD-Imperial'!F79,IF($C$9=\"Recharger 300HD\",'300HD-Imperial'!I79,IF($C$9=\"Recharger 360HD\",'360HD-Imperial'!I79,IF($C$9=\"Recharger 902HD\",'902HD-Imperial'!I79,IF($C$9=\"Contactor Field Drain C-4HD\",'C-4HD-Imperial'!D79,IF($C$9=\"Recharger 180HD\",'180HD-Imperial'!F79,0))))))))","v":2.2256944444444442},{"$f":"IF($C$9=\"Contactor 100HD\",'100HD-Imperial'!G79,IF($C$9=\"Recharger 150XLHD\",'150XLHD-Imperial'!G79,IF($C$9=\"Recharger 280HD\",'280HD-Imperial'!G79,IF($C$9=\"Recharger 300HD\",'300HD-Imperial'!J79,IF($C$9=\"Recharger 360HD\",'360HD-Imperial'!J79,IF($C$9=\"Recharger 902HD\",'902HD-Imperial'!J79,IF($C$9=\"Contactor Field Drain C-4HD\",'C-4HD-Imperial'!E79,IF($C$9=\"Recharger 180HD\",'180HD-Imperial'!G79,0))))))))","v":2.2256944444444442},{"$f":"IF($C$9=\"Contactor 100HD\",'100HD-Imperial'!H79,IF($C$9=\"Recharger 150XLHD\",'150XLHD-Imperial'!H79,IF($C$9=\"Recharger 280HD\",'280HD-Imperial'!H79,IF($C$9=\"Recharger 300HD\",'300HD-Imperial'!K79,IF($C$9=\"Recharger 360HD\",'360HD-Imperial'!K79,IF($C$9=\"Recharger 902HD\",'902HD-Imperial'!K79,IF($C$9=\"Contactor Field Drain C-4HD\",'C-4HD-Imperial'!F79,IF($C$9=\"Recharger 180HD\",'180HD-Imperial'!H79,0))))))))","v":2.2256944444444442},{"$f":"IF($C$9=\"Contactor 100HD\",'100HD-Imperial'!I79,IF($C$9=\"Recharger 150XLHD\",'150XLHD-Imperial'!I79,IF($C$9=\"Recharger 280HD\",'280HD-Imperial'!I79,IF($C$9=\"Recharger 300HD\",'300HD-Imperial'!L79,IF($C$9=\"Recharger 360HD\",'360HD-Imperial'!L79,IF($C$9=\"Recharger 902HD\",'902HD-Imperial'!L79,IF($C$9=\"Contactor Field Drain C-4HD\",'C-4HD-Imperial'!G79,IF($C$9=\"Recharger 180HD\",'180HD-Imperial'!I79,0))))))))","v":0.08},null,null,null,null,null,{"$f":"IF($C$9=\"Contactor 100HD\",'100HD-Imperial'!E79,IF($C$9=\"Recharger 150XLHD\",'150XLHD-Imperial'!E79,IF($C$9=\"Recharger 280HD\",'280HD-Imperial'!E79,IF($C$9=\"Recharger 300HD\",#REF!,IF($C$9=\"Recharger 360HD\",'360HD-Imperial'!H79,IF($C$9=\"Recharger 902HD\",'902HD-Imperial'!H79,IF($C$9=\"Recharger 180HD\",'180HD-Imperial'!C79,\"\")))))))","v":{"$error":"#REF!"}}]
[{"$f":"IF($C$9=\"Contactor 100HD\",'100HD-Imperial'!A80,IF($C$9=\"Recharger 150XLHD\",'150XLHD-Imperial'!A80,IF($C$9=\"Recharger 280HD\",'280HD-Imperial'!A80,IF($C$9=\"Recharger 300HD\",'300HD-Imperial'!A80,IF($C$9=\"Recharger 360HD\",'360HD-Imperial'!A80,IF($C$9=\"Recharger 902HD\",'902HD-Imperial'!A80,IF($C$9=\"Contactor Field Drain C-4HD\",'C-4HD-Imperial'!A80,IF($C$9=\"Recharger 180HD\",'180HD-Imperial'!A80,0))))))))","v":0},{"$f":"IF($C$9=\"Contactor 100HD\",'100HD-Imperial'!D80,IF($C$9=\"Recharger 150XLHD\",'150XLHD-Imperial'!D80,IF($C$9=\"Recharger 280HD\",'280HD-Imperial'!D80,IF($C$9=\"Recharger 300HD\",'300HD-Imperial'!G80,IF($C$9=\"Recharger 360HD\",'360HD-Imperial'!G80,IF($C$9=\"Recharger 902HD\",'902HD-Imperial'!G80,IF($C$9=\"Contactor Field Drain C-4HD\",'C-4HD-Imperial'!C80,IF($C$9=\"Recharger 180HD\",'180HD-Imperial'!D80,0))))))))","v":0},{"$f":"IF($C$9=\"Contactor 100HD\",'100HD-Imperial'!F80,IF($C$9=\"Recharger 150XLHD\",'150XLHD-Imperial'!F80,IF($C$9=\"Recharger 280HD\",'280HD-Imperial'!F80,IF($C$9=\"Recharger 300HD\",'300HD-Imperial'!I80,IF($C$9=\"Recharger 360HD\",'360HD-Imperial'!I80,IF($C$9=\"Recharger 902HD\",'902HD-Imperial'!I80,IF($C$9=\"Contactor Field Drain C-4HD\",'C-4HD-Imperial'!D80,IF($C$9=\"Recharger 180HD\",'180HD-Imperial'!F80,0))))))))","v":""},{"$f":"IF($C$9=\"Contactor 100HD\",'100HD-Imperial'!G80,IF($C$9=\"Recharger 150XLHD\",'150XLHD-Imperial'!G80,IF($C$9=\"Recharger 280HD\",'280HD-Imperial'!G80,IF($C$9=\"Recharger 300HD\",'300HD-Imperial'!J80,IF($C$9=\"Recharger 360HD\",'360HD-Imperial'!J80,IF($C$9=\"Recharger 902HD\",'902HD-Imperial'!J80,IF($C$9=\"Contactor Field Drain C-4HD\",'C-4HD-Imperial'!E80,IF($C$9=\"Recharger 180HD\",'180HD-Imperial'!G80,0))))))))","v":""},{"$f":"IF($C$9=\"Contactor 100HD\",'100HD-Imperial'!H80,IF($C$9=\"Recharger 150XLHD\",'150XLHD-Imperial'!H80,IF($C$9=\"Recharger 280HD\",'280HD-Imperial'!H80,IF($C$9=\"Recharger 300HD\",'300HD-Imperial'!K80,IF($C$9=\"Recharger 360HD\",'360HD-Imperial'!K80,IF($C$9=\"Recharger 902HD\",'902HD-Imperial'!K80,IF($C$9=\"Contactor Field Drain C-4HD\",'C-4HD-Imperial'!F80,IF($C$9=\"Recharger 180HD\",'180HD-Imperial'!H80,0))))))))","v":" "},{"$f":"IF($C$9=\"Contactor 100HD\",'100HD-Imperial'!I80,IF($C$9=\"Recharger 150XLHD\",'150XLHD-Imperial'!I80,IF($C$9=\"Recharger 280HD\",'280HD-Imperial'!I80,IF($C$9=\"Recharger 300HD\",'300HD-Imperial'!L80,IF($C$9=\"Recharger 360HD\",'360HD-Imperial'!L80,IF($C$9=\"Recharger 902HD\",'902HD-Imperial'!L80,IF($C$9=\"Contactor Field Drain C-4HD\",'C-4HD-Imperial'!G80,IF($C$9=\"Recharger 180HD\",'180HD-Imperial'!I80,0))))))))","v":""},null,null,null,null,null,{"$f":"IF($C$9=\"Contactor 100HD\",'100HD-Imperial'!E80,IF($C$9=\"Recharger 150XLHD\",'150XLHD-Imperial'!E80,IF($C$9=\"Recharger 280HD\",'280HD-Imperial'!E80,IF($C$9=\"Recharger 300HD\",#REF!,IF($C$9=\"Recharger 360HD\",'360HD-Imperial'!H80,IF($C$9=\"Recharger 902HD\",'902HD-Imperial'!H80,IF($C$9=\"Recharger 180HD\",'180HD-Imperial'!C80,\"\")))))))","v":{"$error":"#REF!"}}]
[{"$f":"IF($C$9=\"Contactor 100HD\",'100HD-Imperial'!A81,IF($C$9=\"Recharger 150XLHD\",'150XLHD-Imperial'!A81,IF($C$9=\"Recharger 280HD\",'280HD-Imperial'!A81,IF($C$9=\"Recharger 300HD\",'300HD-Imperial'!A81,IF($C$9=\"Recharger 360HD\",'360HD-Imperial'!A81,IF($C$9=\"Recharger 902HD\",'902HD-Imperial'!A81,IF($C$9=\"Contactor Field Drain C-4HD\",'C-4HD-Imperial'!A81,IF($C$9=\"Recharger 180HD\",'180HD-Imperial'!A81,0))))))))","v":-1},{"$f":"IF($C$9=\"Contactor 100HD\",'100HD-Imperial'!D81,IF($C$9=\"Recharger 150XLHD\",'150XLHD-Imperial'!D81,IF($C$9=\"Recharger 280HD\",'280HD-Imperial'!D81,IF($C$9=\"Recharger 300HD\",'300HD-Imperial'!G81,IF($C$9=\"Recharger 360HD\",'360HD-Imperial'!G81,IF($C$9=\"Recharger 902HD\",'902HD-Imperial'!G81,IF($C$9=\"Contactor Field Drain C-4HD\",'C-4HD-Imperial'!C81,IF($C$9=\"Recharger 180HD\",'180HD-Imperial'!D81,0))))))))","v":""},{"$f":"IF($C$9=\"Contactor 100HD\",'100HD-Imperial'!F81,IF($C$9=\"Recharger 150XLHD\",'150XLHD-Imperial'!F81,IF($C$9=\"Recharger 280HD\",'280HD-Imperial'!F81,IF($C$9=\"Recharger 300HD\",'300HD-Imperial'!I81,IF($C$9=\"Recharger 360HD\",'360HD-Imperial'!I81,IF($C$9=\"Recharger 902HD\",'902HD-Imperial'!I81,IF($C$9=\"Contactor Field Drain C-4HD\",'C-4HD-Imperial'!D81,IF($C$9=\"Recharger 180HD\",'180HD-Imperial'!F81,0))))))))","v":""},{"$f":"IF($C$9=\"Contactor 100HD\",'100HD-Imperial'!G81,IF($C$9=\"Recharger 150XLHD\",'150XLHD-Imperial'!G81,IF($C$9=\"Recharger 280HD\",'280HD-Imperial'!G81,IF($C$9=\"Recharger 300HD\",'300HD-Imperial'!J81,IF($C$9=\"Recharger 360HD\",'360HD-Imperial'!J81,IF($C$9=\"Recharger 902HD\",'902HD-Imperial'!J81,IF($C$9=\"Contactor Field Drain C-4HD\",'C-4HD-Imperial'!E81,IF($C$9=\"Recharger 180HD\",'180HD-Imperial'!G81,0))))))))","v":""},{"$f":"IF($C$9=\"Contactor 100HD\",'100HD-Imperial'!H81,IF($C$9=\"Recharger 150XLHD\",'150XLHD-Imperial'!H81,IF($C$9=\"Recharger 280HD\",'280HD-Imperial'!H81,IF($C$9=\"Recharger 300HD\",'300HD-Imperial'!K81,IF($C$9=\"Recharger 360HD\",'360HD-Imperial'!K81,IF($C$9=\"Recharger 902HD\",'902HD-Imperial'!K81,IF($C$9=\"Contactor Field Drain C-4HD\",'C-4HD-Imperial'!F81,IF($C$9=\"Recharger 180HD\",'180HD-Imperial'!H81,0))))))))","v":" "},{"$f":"IF($C$9=\"Contactor 100HD\",'100HD-Imperial'!I81,IF($C$9=\"Recharger 150XLHD\",'150XLHD-Imperial'!I81,IF($C$9=\"Recharger 280HD\",'280HD-Imperial'!I81,IF($C$9=\"Recharger 300HD\",'300HD-Imperial'!L81,IF($C$9=\"Recharger 360HD\",'360HD-Imperial'!L81,IF($C$9=\"Recharger 902HD\",'902HD-Imperial'!L81,IF($C$9=\"Contactor Field Drain C-4HD\",'C-4HD-Imperial'!G81,IF($C$9=\"Recharger 180HD\",'180HD-Imperial'!I81,0))))))))","v":""},null,null,null,null,null,{"$f":"IF($C$9=\"Contactor 100HD\",'100HD-Imperial'!E81,IF($C$9=\"Recharger 150XLHD\",'150XLHD-Imperial'!E81,IF($C$9=\"Recharger 280HD\",'280HD-Imperial'!E81,IF($C$9=\"Recharger 300HD\",#REF!,IF($C$9=\"Recharger 360HD\",'360HD-Imperial'!H81,IF($C$9=\"Recharger 902HD\",'902HD-Imperial'!H81,IF($C$9=\"Recharger 180HD\",'180HD-Imperial'!C81,\"\")))))))","v":{"$error":"#REF!"}}]
[{"$f":"IF($C$9=\"Contactor 100HD\",'100HD-Imperial'!A82,IF($C$9=\"Recharger 150XLHD\",'150XLHD-Imperial'!A82,IF($C$9=\"Recharger 280HD\",'280HD-Imperial'!A82,IF($C$9=\"Recharger 300HD\",'300HD-Imperial'!A82,IF($C$9=\"Recharger 360HD\",'360HD-Imperial'!A82,IF($C$9=\"Recharger 902HD\",'902HD-Imperial'!A82,IF($C$9=\"Contactor Field Drain C-4HD\",'C-4HD-Imperial'!A82,IF($C$9=\"Recharger 180HD\",'180HD-Imperial'!A82,0))))))))","v":-2},{"$f":"IF($C$9=\"Contactor 100HD\",'100HD-Imperial'!D82,IF($C$9=\"Recharger 150XLHD\",'150XLHD-Imperial'!D82,IF($C$9=\"Recharger 280HD\",'280HD-Imperial'!D82,IF($C$9=\"Recharger 300HD\",'300HD-Imperial'!G82,IF($C$9=\"Recharger 360HD\",'360HD-Imperial'!G82,IF($C$9=\"Recharger 902HD\",'902HD-Imperial'!G82,IF($C$9=\"Contactor Field Drain C-4HD\",'C-4HD-Imperial'!C82,IF($C$9=\"Recharger 180HD\",'180HD-Imperial'!D82,0))))))))","v":""},{"$f":"IF($C$9=\"Contactor 100HD\",'100HD-Imperial'!F82,IF($C$9=\"Recharger 150XLHD\",'150XLHD-Imperial'!F82,IF($C$9=\"Recharger 280HD\",'280HD-Imperial'!F82,IF($C$9=\"Recharger 300HD\",'300HD-Imperial'!I82,IF($C$9=\"Recharger 360HD\",'360HD-Imperial'!I82,IF($C$9=\"Recharger 902HD\",'902HD-Imperial'!I82,IF($C$9=\"Contactor Field Drain C-4HD\",'C-4HD-Imperial'!D82,IF($C$9=\"Recharger 180HD\",'180HD-Imperial'!F82,0))))))))","v":""},{"$f":"IF($C$9=\"Contactor 100HD\",'100HD-Imperial'!G82,IF($C$9=\"Recharger 150XLHD\",'150XLHD-Imperial'!G82,IF($C$9=\"Recharger 280HD\",'280HD-Imperial'!G82,IF($C$9=\"Recharger 300HD\",'300HD-Imperial'!J82,IF($C$9=\"Recharger 360HD\",'360HD-Imperial'!J82,IF($C$9=\"Recharger 902HD\",'902HD-Imperial'!J82,IF($C$9=\"Contactor Field Drain C-4HD\",'C-4HD-Imperial'!E82,IF($C$9=\"Recharger 180HD\",'180HD-Imperial'!G82,0))))))))","v":""},{"$f":"IF($C$9=\"Contactor 100HD\",'100HD-Imperial'!H82,IF($C$9=\"Recharger 150XLHD\",'150XLHD-Imperial'!H82,IF($C$9=\"Recharger 280HD\",'280HD-Imperial'!H82,IF($C$9=\"Recharger 300HD\",'300HD-Imperial'!K82,IF($C$9=\"Recharger 360HD\",'360HD-Imperial'!K82,IF($C$9=\"Recharger 902HD\",'902HD-Imperial'!K82,IF($C$9=\"Contactor Field Drain C-4HD\",'C-4HD-Imperial'!F82,IF($C$9=\"Recharger 180HD\",'180HD-Imperial'!H82,0))))))))","v":" "},{"$f":"IF($C$9=\"Contactor 100HD\",'100HD-Imperial'!I82,IF($C$9=\"Recharger 150XLHD\",'150XLHD-Imperial'!I82,IF($C$9=\"Recharger 280HD\",'280HD-Imperial'!I82,IF($C$9=\"Recharger 300HD\",'300HD-Imperial'!L82,IF($C$9=\"Recharger 360HD\",'360HD-Imperial'!L82,IF($C$9=\"Recharger 902HD\",'902HD-Imperial'!L82,IF($C$9=\"Contactor Field Drain C-4HD\",'C-4HD-Imperial'!G82,IF($C$9=\"Recharger 180HD\",'180HD-Imperial'!I82,0))))))))","v":""},null,null,null,null,null,{"$f":"IF($C$9=\"Contactor 100HD\",'100HD-Imperial'!E82,IF($C$9=\"Recharger 150XLHD\",'150XLHD-Imperial'!E82,IF($C$9=\"Recharger 280HD\",'280HD-Imperial'!E82,IF($C$9=\"Recharger 300HD\",#REF!,IF($C$9=\"Recharger 360HD\",'360HD-Imperial'!H82,IF($C$9=\"Recharger 902HD\",'902HD-Imperial'!H82,IF($C$9=\"Recharger 180HD\",'180HD-Imperial'!C82,\"\")))))))","v":{"$error":"#REF!"}}]
[{"$f":"IF($C$9=\"Contactor 100HD\",'100HD-Imperial'!A83,IF($C$9=\"Recharger 150XLHD\",'150XLHD-Imperial'!A83,IF($C$9=\"Recharger 280HD\",'280HD-Imperial'!A83,IF($C$9=\"Recharger 300HD\",'300HD-Imperial'!A83,IF($C$9=\"Recharger 360HD\",'360HD-Imperial'!A83,IF($C$9=\"Recharger 902HD\",'902HD-Imperial'!A83,IF($C$9=\"Contactor Field Drain C-4HD\",'C-4HD-Imperial'!A83,IF($C$9=\"Recharger 180HD\",'180HD-Imperial'!A83,0))))))))","v":-3},{"$f":"IF($C$9=\"Contactor 100HD\",'100HD-Imperial'!D83,IF($C$9=\"Recharger 150XLHD\",'150XLHD-Imperial'!D83,IF($C$9=\"Recharger 280HD\",'280HD-Imperial'!D83,IF($C$9=\"Recharger 300HD\",'300HD-Imperial'!G83,IF($C$9=\"Recharger 360HD\",'360HD-Imperial'!G83,IF($C$9=\"Recharger 902HD\",'902HD-Imperial'!G83,IF($C$9=\"Contactor Field Drain C-4HD\",'C-4HD-Imperial'!C83,IF($C$9=\"Recharger 180HD\",'180HD-Imperial'!D83,0))))))))","v":""},{"$f":"IF($C$9=\"Contactor 100HD\",'100HD-Imperial'!F83,IF($C$9=\"Recharger 150XLHD\",'150XLHD-Imperial'!F83,IF($C$9=\"Recharger 280HD\",'280HD-Imperial'!F83,IF($C$9=\"Recharger 300HD\",'300HD-Imperial'!I83,IF($C$9=\"Recharger 360HD\",'360HD-Imperial'!I83,IF($C$9=\"Recharger 902HD\",'902HD-Imperial'!I83,IF($C$9=\"Contactor Field Drain C-4HD\",'C-4HD-Imperial'!D83,IF($C$9=\"Recharger 180HD\",'180HD-Imperial'!F83,0))))))))","v":""},{"$f":"IF($C$9=\"Contactor 100HD\",'100HD-Imperial'!G83,IF($C$9=\"Recharger 150XLHD\",'150XLHD-Imperial'!G83,IF($C$9=\"Recharger 280HD\",'280HD-Imperial'!G83,IF($C$9=\"Recharger 300HD\",'300HD-Imperial'!J83,IF($C$9=\"Recharger 360HD\",'360HD-Imperial'!J83,IF($C$9=\"Recharger 902HD\",'902HD-Imperial'!J83,IF($C$9=\"Contactor Field Drain C-4HD\",'C-4HD-Imperial'!E83,IF($C$9=\"Recharger 180HD\",'180HD-Imperial'!G83,0))))))))","v":""},{"$f":"IF($C$9=\"Contactor 100HD\",'100HD-Imperial'!H83,IF($C$9=\"Recharger 150XLHD\",'150XLHD-Imperial'!H83,IF($C$9=\"Recharger 280HD\",'280HD-Imperial'!H83,IF($C$9=\"Recharger 300HD\",'300HD-Imperial'!K83,IF($C$9=\"Recharger 360HD\",'360HD-Imperial'!K83,IF($C$9=\"Recharger 902HD\",'902HD-Imperial'!K83,IF($C$9=\"Contactor Field Drain C-4HD\",'C-4HD-Imperial'!F83,IF($C$9=\"Recharger 180HD\",'180HD-Imperial'!H83,0))))))))","v":" "},{"$f":"IF($C$9=\"Contactor 100HD\",'100HD-Imperial'!I83,IF($C$9=\"Recharger 150XLHD\",'150XLHD-Imperial'!I83,IF($C$9=\"Recharger 280HD\",'280HD-Imperial'!I83,IF($C$9=\"Recharger 300HD\",'300HD-Imperial'!L83,IF($C$9=\"Recharger 360HD\",'360HD-Imperial'!L83,IF($C$9=\"Recharger 902HD\",'902HD-Imperial'!L83,IF($C$9=\"Contactor Field Drain C-4HD\",'C-4HD-Imperial'!G83,IF($C$9=\"Recharger 180HD\",'180HD-Imperial'!I83,0))))))))","v":""},null,null,null,null,null,{"$f":"IF($C$9=\"Contactor 100HD\",'100HD-Imperial'!E83,IF($C$9=\"Recharger 150XLHD\",'150XLHD-Imperial'!E83,IF($C$9=\"Recharger 280HD\",'280HD-Imperial'!E83,IF($C$9=\"Recharger 300HD\",#REF!,IF($C$9=\"Recharger 360HD\",'360HD-Imperial'!H83,IF($C$9=\"Recharger 902HD\",'902HD-Imperial'!H83,IF($C$9=\"Recharger 180HD\",'180HD-Imperial'!C83,\"\")))))))","v":{"$error":"#REF!"}}]
[{"$f":"IF($C$9=\"Contactor 100HD\",'100HD-Imperial'!A84,IF($C$9=\"Recharger 150XLHD\",'150XLHD-Imperial'!A84,IF($C$9=\"Recharger 280HD\",'280HD-Imperial'!A84,IF($C$9=\"Recharger 300HD\",'300HD-Imperial'!A84,IF($C$9=\"Recharger 360HD\",'360HD-Imperial'!A84,IF($C$9=\"Recharger 902HD\",'902HD-Imperial'!A84,IF($C$9=\"Contactor Field Drain C-4HD\",'C-4HD-Imperial'!A84,IF($C$9=\"Recharger 180HD\",'180HD-Imperial'!A84,0))))))))","v":-4},{"$f":"IF($C$9=\"Contactor 100HD\",'100HD-Imperial'!D84,IF($C$9=\"Recharger 150XLHD\",'150XLHD-Imperial'!D84,IF($C$9=\"Recharger 280HD\",'280HD-Imperial'!D84,IF($C$9=\"Recharger 300HD\",'300HD-Imperial'!G84,IF($C$9=\"Recharger 360HD\",'360HD-Imperial'!G84,IF($C$9=\"Recharger 902HD\",'902HD-Imperial'!G84,IF($C$9=\"Contactor Field Drain C-4HD\",'C-4HD-Imperial'!C84,IF($C$9=\"Recharger 180HD\",'180HD-Imperial'!D84,0))))))))","v":""},{"$f":"IF($C$9=\"Contactor 100HD\",'100HD-Imperial'!F84,IF($C$9=\"Recharger 150XLHD\",'150XLHD-Imperial'!F84,IF($C$9=\"Recharger 280HD\",'280HD-Imperial'!F84,IF($C$9=\"Recharger 300HD\",'300HD-Imperial'!I84,IF($C$9=\"Recharger 360HD\",'360HD-Imperial'!I84,IF($C$9=\"Recharger 902HD\",'902HD-Imperial'!I84,IF($C$9=\"Contactor Field Drain C-4HD\",'C-4HD-Imperial'!D84,IF($C$9=\"Recharger 180HD\",'180HD-Imperial'!F84,0))))))))","v":""},{"$f":"IF($C$9=\"Contactor 100HD\",'100HD-Imperial'!G84,IF($C$9=\"Recharger 150XLHD\",'150XLHD-Imperial'!G84,IF($C$9=\"Recharger 280HD\",'280HD-Imperial'!G84,IF($C$9=\"Recharger 300HD\",'300HD-Imperial'!J84,IF($C$9=\"Recharger 360HD\",'360HD-Imperial'!J84,IF($C$9=\"Recharger 902HD\",'902HD-Imperial'!J84,IF($C$9=\"Contactor Field Drain C-4HD\",'C-4HD-Imperial'!E84,IF($C$9=\"Recharger 180HD\",'180HD-Imperial'!G84,0))))))))","v":""},{"$f":"IF($C$9=\"Contactor 100HD\",'100HD-Imperial'!H84,IF($C$9=\"Recharger 150XLHD\",'150XLHD-Imperial'!H84,IF($C$9=\"Recharger 280HD\",'280HD-Imperial'!H84,IF($C$9=\"Recharger 300HD\",'300HD-Imperial'!K84,IF($C$9=\"Recharger 360HD\",'360HD-Imperial'!K84,IF($C$9=\"Recharger 902HD\",'902HD-Imperial'!K84,IF($C$9=\"Contactor Field Drain C-4HD\",'C-4HD-Imperial'!F84,IF($C$9=\"Recharger 180HD\",'180HD-Imperial'!H84,0))))))))","v":" "},{"$f":"IF($C$9=\"Contactor 100HD\",'100HD-Imperial'!I84,IF($C$9=\"Recharger 150XLHD\",'150XLHD-Imperial'!I84,IF($C$9=\"Recharger 280HD\",'280HD-Imperial'!I84,IF($C$9=\"Recharger 300HD\",'300HD-Imperial'!L84,IF($C$9=\"Recharger 360HD\",'360HD-Imperial'!L84,IF($C$9=\"Recharger 902HD\",'902HD-Imperial'!L84,IF($C$9=\"Contactor Field Drain C-4HD\",'C-4HD-Imperial'!G84,IF($C$9=\"Recharger 180HD\",'180HD-Imperial'!I84,0))))))))","v":""},null,null,null,null,null,{"$f":"IF($C$9=\"Contactor 100HD\",'100HD-Imperial'!E84,IF($C$9=\"Recharger 150XLHD\",'150XLHD-Imperial'!E84,IF($C$9=\"Recharger 280HD\",'280HD-Imperial'!E84,IF($C$9=\"Recharger 300HD\",#REF!,IF($C$9=\"Recharger 360HD\",'360HD-Imperial'!H84,IF($C$9=\"Recharger 902HD\",'902HD-Imperial'!H84,IF($C$9=\"Recharger 180HD\",'180HD-Imperial'!C84,\"\")))))))","v":{"$error":"#REF!"}}]
[{"$f":"IF($C$9=\"Contactor 100HD\",'100HD-Imperial'!A85,IF($C$9=\"Recharger 150XLHD\",'150XLHD-Imperial'!A85,IF($C$9=\"Recharger 280HD\",'280HD-Imperial'!A85,IF($C$9=\"Recharger 300HD\",'300HD-Imperial'!A85,IF($C$9=\"Recharger 360HD\",'360HD-Imperial'!A85,IF($C$9=\"Recharger 902HD\",'902HD-Imperial'!A85,IF($C$9=\"Contactor Field Drain C-4HD\",'C-4HD-Imperial'!A85,IF($C$9=\"Recharger 180HD\",'180HD-Imperial'!A85,0))))))))","v":-5},{"$f":"IF($C$9=\"Contactor 100HD\",'100HD-Imperial'!D85,IF($C$9=\"Recharger 150XLHD\",'150XLHD-Imperial'!D85,IF($C$9=\"Recharger 280HD\",'280HD-Imperial'!D85,IF($C$9=\"Recharger 300HD\",'300HD-Imperial'!G85,IF($C$9=\"Recharger 360HD\",'360HD-Imperial'!G85,IF($C$9=\"Recharger 902HD\",'902HD-Imperial'!G85,IF($C$9=\"Contactor Field Drain C-4HD\",'C-4HD-Imperial'!C85,IF($C$9=\"Recharger 180HD\",'180HD-Imperial'!D85,0))))))))","v":""},{"$f":"IF($C$9=\"Contactor 100HD\",'100HD-Imperial'!F85,IF($C$9=\"Recharger 150XLHD\",'150XLHD-Imperial'!F85,IF($C$9=\"Recharger 280HD\",'280HD-Imperial'!F85,IF($C$9=\"Recharger 300HD\",'300HD-Imperial'!I85,IF($C$9=\"Recharger 360HD\",'360HD-Imperial'!I85,IF($C$9=\"Recharger 902HD\",'902HD-Imperial'!I85,IF($C$9=\"Contactor Field Drain C-4HD\",'C-4HD-Imperial'!D85,IF($C$9=\"Recharger 180HD\",'180HD-Imperial'!F85,0))))))))","v":""},{"$f":"IF($C$9=\"Contactor 100HD\",'100HD-Imperial'!G85,IF($C$9=\"Recharger 150XLHD\",'150XLHD-Imperial'!G85,IF($C$9=\"Recharger 280HD\",'280HD-Imperial'!G85,IF($C$9=\"Recharger 300HD\",'300HD-Imperial'!J85,IF($C$9=\"Recharger 360HD\",'360HD-Imperial'!J85,IF($C$9=\"Recharger 902HD\",'902HD-Imperial'!J85,IF($C$9=\"Contactor Field Drain C-4HD\",'C-4HD-Imperial'!E85,IF($C$9=\"Recharger 180HD\",'180HD-Imperial'!G85,0))))))))","v":""},{"$f":"IF($C$9=\"Contactor 100HD\",'100HD-Imperial'!H85,IF($C$9=\"Recharger 150XLHD\",'150XLHD-Imperial'!H85,IF($C$9=\"Recharger 280HD\",'280HD-Imperial'!H85,IF($C$9=\"Recharger 300HD\",'300HD-Imperial'!K85,IF($C$9=\"Recharger 360HD\",'360HD-Imperial'!K85,IF($C$9=\"Recharger 902HD\",'902HD-Imperial'!K85,IF($C$9=\"Contactor Field Drain C-4HD\",'C-4HD-Imperial'!F85,IF($C$9=\"Recharger 180HD\",'180HD-Imperial'!H85,0))))))))","v":" "},{"$f":"IF($C$9=\"Contactor 100HD\",'100HD-Imperial'!I85,IF($C$9=\"Recharger 150XLHD\",'150XLHD-Imperial'!I85,IF($C$9=\"Recharger 280HD\",'280HD-Imperial'!I85,IF($C$9=\"Recharger 300HD\",'300HD-Imperial'!L85,IF($C$9=\"Recharger 360HD\",'360HD-Imperial'!L85,IF($C$9=\"Recharger 902HD\",'902HD-Imperial'!L85,IF($C$9=\"Contactor Field Drain C-4HD\",'C-4HD-Imperial'!G85,IF($C$9=\"Recharger 180HD\",'180HD-Imperial'!I85,0))))))))","v":""},null,null,null,null,null,{"$f":"IF($C$9=\"Contactor 100HD\",'100HD-Imperial'!E85,IF($C$9=\"Recharger 150XLHD\",'150XLHD-Imperial'!E85,IF($C$9=\"Recharger 280HD\",'280HD-Imperial'!E85,IF($C$9=\"Recharger 300HD\",#REF!,IF($C$9=\"Recharger 360HD\",'360HD-Imperial'!H85,IF($C$9=\"Recharger 902HD\",'902HD-Imperial'!H85,IF($C$9=\"Recharger 180HD\",'180HD-Imperial'!C85,\"\")))))))","v":{"$error":"#REF!"}}]
[{"$f":"IF($C$9=\"Contactor 100HD\",'100HD-Imperial'!A86,IF($C$9=\"Recharger 150XLHD\",'150XLHD-Imperial'!A86,IF($C$9=\"Recharger 280HD\",'280HD-Imperial'!A86,IF($C$9=\"Recharger 300HD\",'300HD-Imperial'!A86,IF($C$9=\"Recharger 360HD\",'360HD-Imperial'!A86,IF($C$9=\"Recharger 902HD\",'902HD-Imperial'!A86,IF($C$9=\"Contactor Field Drain C-4HD\",'C-4HD-Imperial'!A86,IF($C$9=\"Recharger 180HD\",'180HD-Imperial'!A86,0))))))))","v":-6},{"$f":"IF($C$9=\"Contactor 100HD\",'100HD-Imperial'!D86,IF($C$9=\"Recharger 150XLHD\",'150XLHD-Imperial'!D86,IF($C$9=\"Recharger 280HD\",'280HD-Imperial'!D86,IF($C$9=\"Recharger 300HD\",'300HD-Imperial'!G86,IF($C$9=\"Recharger 360HD\",'360HD-Imperial'!G86,IF($C$9=\"Recharger 902HD\",'902HD-Imperial'!G86,IF($C$9=\"Contactor Field Drain C-4HD\",'C-4HD-Imperial'!C86,IF($C$9=\"Recharger 180HD\",'180HD-Imperial'!D86,0))))))))","v":""},{"$f":"IF($C$9=\"Contactor 100HD\",'100HD-Imperial'!F86,IF($C$9=\"Recharger 150XLHD\",'150XLHD-Imperial'!F86,IF($C$9=\"Recharger 280HD\",'280HD-Imperial'!F86,IF($C$9=\"Recharger 300HD\",'300HD-Imperial'!I86,IF($C$9=\"Recharger 360HD\",'360HD-Imperial'!I86,IF($C$9=\"Recharger 902HD\",'902HD-Imperial'!I86,IF($C$9=\"Contactor Field Drain C-4HD\",'C-4HD-Imperial'!D86,IF($C$9=\"Recharger 180HD\",'180HD-Imperial'!F86,0))))))))","v":""},{"$f":"IF($C$9=\"Contactor 100HD\",'100HD-Imperial'!G86,IF($C$9=\"Recharger 150XLHD\",'150XLHD-Imperial'!G86,IF($C$9=\"Recharger 280HD\",'280HD-Imperial'!G86,IF($C$9=\"Recharger 300HD\",'300HD-Imperial'!J86,IF($C$9=\"Recharger 360HD\",'360HD-Imperial'!J86,IF($C$9=\"Recharger 902HD\",'902HD-Imperial'!J86,IF($C$9=\"Contactor Field Drain C-4HD\",'C-4HD-Imperial'!E86,IF($C$9=\"Recharger 180HD\",'180HD-Imperial'!G86,0))))))))","v":""},{"$f":"IF($C$9=\"Contactor 100HD\",'100HD-Imperial'!H86,IF($C$9=\"Recharger 150XLHD\",'150XLHD-Imperial'!H86,IF($C$9=\"Recharger 280HD\",'280HD-Imperial'!H86,IF($C$9=\"Recharger 300HD\",'300HD-Imperial'!K86,IF($C$9=\"Recharger 360HD\",'360HD-Imperial'!K86,IF($C$9=\"Recharger 902HD\",'902HD-Imperial'!K86,IF($C$9=\"Contactor Field Drain C-4HD\",'C-4HD-Imperial'!F86,IF($C$9=\"Recharger 180HD\",'180HD-Imperial'!H86,0))))))))","v":" "},{"$f":"IF($C$9=\"Contactor 100HD\",'100HD-Imperial'!I86,IF($C$9=\"Recharger 150XLHD\",'150XLHD-Imperial'!I86,IF($C$9=\"Recharger 280HD\",'280HD-Imperial'!I86,IF($C$9=\"Recharger 300HD\",'300HD-Imperial'!L86,IF($C$9=\"Recharger 360HD\",'360HD-Imperial'!L86,IF($C$9=\"Recharger 902HD\",'902HD-Imperial'!L86,IF($C$9=\"Contactor Field Drain C-4HD\",'C-4HD-Imperial'!G86,IF($C$9=\"Recharger 180HD\",'180HD-Imperial'!I86,0))))))))","v":""},null,null,null,null,null,{"$f":"IF($C$9=\"Contactor 100HD\",'100HD-Imperial'!E86,IF($C$9=\"Recharger 150XLHD\",'150XLHD-Imperial'!E86,IF($C$9=\"Recharger 280HD\",'280HD-Imperial'!E86,IF($C$9=\"Recharger 300HD\",#REF!,IF($C$9=\"Recharger 360HD\",'360HD-Imperial'!H86,IF($C$9=\"Recharger 902HD\",'902HD-Imperial'!H86,IF($C$9=\"Recharger 180HD\",'180HD-Imperial'!C86,\"\")))))))","v":{"$error":"#REF!"}}]
[{"$f":"IF($C$9=\"Contactor 100HD\",'100HD-Imperial'!A87,IF($C$9=\"Recharger 150XLHD\",'150XLHD-Imperial'!A87,IF($C$9=\"Recharger 280HD\",'280HD-Imperial'!A87,IF($C$9=\"Recharger 300HD\",'300HD-Imperial'!A87,IF($C$9=\"Recharger 360HD\",'360HD-Imperial'!A87,IF($C$9=\"Recharger 902HD\",'902HD-Imperial'!A87,IF($C$9=\"Contactor Field Drain C-4HD\",'C-4HD-Imperial'!A87,IF($C$9=\"Recharger 180HD\",'180HD-Imperial'!A87,0))))))))","v":-7},{"$f":"IF($C$9=\"Contactor 100HD\",'100HD-Imperial'!D87,IF($C$9=\"Recharger 150XLHD\",'150XLHD-Imperial'!D87,IF($C$9=\"Recharger 280HD\",'280HD-Imperial'!D87,IF($C$9=\"Recharger 300HD\",'300HD-Imperial'!G87,IF($C$9=\"Recharger 360HD\",'360HD-Imperial'!G87,IF($C$9=\"Recharger 902HD\",'902HD-Imperial'!G87,IF($C$9=\"Contactor Field Drain C-4HD\",'C-4HD-Imperial'!C87,IF($C$9=\"Recharger 180HD\",'180HD-Imperial'!D87,0))))))))","v":""},{"$f":"IF($C$9=\"Contactor 100HD\",'100HD-Imperial'!F87,IF($C$9=\"Recharger 150XLHD\",'150XLHD-Imperial'!F87,IF($C$9=\"Recharger 280HD\",'280HD-Imperial'!F87,IF($C$9=\"Recharger 300HD\",'300HD-Imperial'!I87,IF($C$9=\"Recharger 360HD\",'360HD-Imperial'!I87,IF($C$9=\"Recharger 902HD\",'902HD-Imperial'!I87,IF($C$9=\"Contactor Field Drain C-4HD\",'C-4HD-Imperial'!D87,IF($C$9=\"Recharger 180HD\",'180HD-Imperial'!F87,0))))))))","v":""},{"$f":"IF($C$9=\"Contactor 100HD\",'100HD-Imperial'!G87,IF($C$9=\"Recharger 150XLHD\",'150XLHD-Imperial'!G87,IF($C$9=\"Recharger 280HD\",'280HD-Imperial'!G87,IF($C$9=\"Recharger 300HD\",'300HD-Imperial'!J87,IF($C$9=\"Recharger 360HD\",'360HD-Imperial'!J87,IF($C$9=\"Recharger 902HD\",'902HD-Imperial'!J87,IF($C$9=\"Contactor Field Drain C-4HD\",'C-4HD-Imperial'!E87,IF($C$9=\"Recharger 180HD\",'180HD-Imperial'!G87,0))))))))","v":""},{"$f":"IF($C$9=\"Contactor 100HD\",'100HD-Imperial'!H87,IF($C$9=\"Recharger 150XLHD\",'150XLHD-Imperial'!H87,IF($C$9=\"Recharger 280HD\",'280HD-Imperial'!H87,IF($C$9=\"Recharger 300HD\",'300HD-Imperial'!K87,IF($C$9=\"Recharger 360HD\",'360HD-Imperial'!K87,IF($C$9=\"Recharger 902HD\",'902HD-Imperial'!K87,IF($C$9=\"Contactor Field Drain C-4HD\",'C-4HD-Imperial'!F87,IF($C$9=\"Recharger 180HD\",'180HD-Imperial'!H87,0))))))))","v":" "},{"$f":"IF($C$9=\"Contactor 100HD\",'100HD-Imperial'!I87,IF($C$9=\"Recharger 150XLHD\",'150XLHD-Imperial'!I87,IF($C$9=\"Recharger 280HD\",'280HD-Imperial'!I87,IF($C$9=\"Recharger 300HD\",'300HD-Imperial'!L87,IF($C$9=\"Recharger 360HD\",'360HD-Imperial'!L87,IF($C$9=\"Recharger 902HD\",'902HD-Imperial'!L87,IF($C$9=\"Contactor Field Drain C-4HD\",'C-4HD-Imperial'!G87,IF($C$9=\"Recharger 180HD\",'180HD-Imperial'!I87,0))))))))","v":""},null,null,null,null,null,{"$f":"IF($C$9=\"Contactor 100HD\",'100HD-Imperial'!E87,IF($C$9=\"Recharger 150XLHD\",'150XLHD-Imperial'!E87,IF($C$9=\"Recharger 280HD\",'280HD-Imperial'!E87,IF($C$9=\"Recharger 300HD\",#REF!,IF($C$9=\"Recharger 360HD\",'360HD-Imperial'!H87,IF($C$9=\"Recharger 902HD\",'902HD-Imperial'!H87,IF($C$9=\"Recharger 180HD\",'180HD-Imperial'!C87,\"\")))))))","v":{"$error":"#REF!"}}]
[{"$f":"IF($C$9=\"Contactor 100HD\",'100HD-Imperial'!A88,IF($C$9=\"Recharger 150XLHD\",'150XLHD-Imperial'!A88,IF($C$9=\"Recharger 280HD\",'280HD-Imperial'!A88,IF($C$9=\"Recharger 300HD\",'300HD-Imperial'!A88,IF($C$9=\"Recharger 360HD\",'360HD-Imperial'!A88,IF($C$9=\"Recharger 902HD\",'902HD-Imperial'!A88,IF($C$9=\"Contactor Field Drain C-4HD\",'C-4HD-Imperial'!A88,IF($C$9=\"Recharger 180HD\",'180HD-Imperial'!A88,0))))))))","v":-8},{"$f":"IF($C$9=\"Contactor 100HD\",'100HD-Imperial'!D88,IF($C$9=\"Recharger 150XLHD\",'150XLHD-Imperial'!D88,IF($C$9=\"Recharger 280HD\",'280HD-Imperial'!D88,IF($C$9=\"Recharger 300HD\",'300HD-Imperial'!G88,IF($C$9=\"Recharger 360HD\",'360HD-Imperial'!G88,IF($C$9=\"Recharger 902HD\",'902HD-Imperial'!G88,IF($C$9=\"Contactor Field Drain C-4HD\",'C-4HD-Imperial'!C88,IF($C$9=\"Recharger 180HD\",'180HD-Imperial'!D88,0))))))))","v":""},{"$f":"IF($C$9=\"Contactor 100HD\",'100HD-Imperial'!F88,IF($C$9=\"Recharger 150XLHD\",'150XLHD-Imperial'!F88,IF($C$9=\"Recharger 280HD\",'280HD-Imperial'!F88,IF($C$9=\"Recharger 300HD\",'300HD-Imperial'!I88,IF($C$9=\"Recharger 360HD\",'360HD-Imperial'!I88,IF($C$9=\"Recharger 902HD\",'902HD-Imperial'!I88,IF($C$9=\"Contactor Field Drain C-4HD\",'C-4HD-Imperial'!D88,IF($C$9=\"Recharger 180HD\",'180HD-Imperial'!F88,0))))))))","v":""},{"$f":"IF($C$9=\"Contactor 100HD\",'100HD-Imperial'!G88,IF($C$9=\"Recharger 150XLHD\",'150XLHD-Imperial'!G88,IF($C$9=\"Recharger 280HD\",'280HD-Imperial'!G88,IF($C$9=\"Recharger 300HD\",'300HD-Imperial'!J88,IF($C$9=\"Recharger 360HD\",'360HD-Imperial'!J88,IF($C$9=\"Recharger 902HD\",'902HD-Imperial'!J88,IF($C$9=\"Contactor Field Drain C-4HD\",'C-4HD-Imperial'!E88,IF($C$9=\"Recharger 180HD\",'180HD-Imperial'!G88,0))))))))","v":""},{"$f":"IF($C$9=\"Contactor 100HD\",'100HD-Imperial'!H88,IF($C$9=\"Recharger 150XLHD\",'150XLHD-Imperial'!H88,IF($C$9=\"Recharger 280HD\",'280HD-Imperial'!H88,IF($C$9=\"Recharger 300HD\",'300HD-Imperial'!K88,IF($C$9=\"Recharger 360HD\",'360HD-Imperial'!K88,IF($C$9=\"Recharger 902HD\",'902HD-Imperial'!K88,IF($C$9=\"Contactor Field Drain C-4HD\",'C-4HD-Imperial'!F88,IF($C$9=\"Recharger 180HD\",'180HD-Imperial'!H88,0))))))))","v":" "},{"$f":"IF($C$9=\"Contactor 100HD\",'100HD-Imperial'!I88,IF($C$9=\"Recharger 150XLHD\",'150XLHD-Imperial'!I88,IF($C$9=\"Recharger 280HD\",'280HD-Imperial'!I88,IF($C$9=\"Recharger 300HD\",'300HD-Imperial'!L88,IF($C$9=\"Recharger 360HD\",'360HD-Imperial'!L88,IF($C$9=\"Recharger 902HD\",'902HD-Imperial'!L88,IF($C$9=\"Contactor Field Drain C-4HD\",'C-4HD-Imperial'!G88,IF($C$9=\"Recharger 180HD\",'180HD-Imperial'!I88,0))))))))","v":""},null,null,null,null,null,{"$f":"IF($C$9=\"Contactor 100HD\",'100HD-Imperial'!E88,IF($C$9=\"Recharger 150XLHD\",'150XLHD-Imperial'!E88,IF($C$9=\"Recharger 280HD\",'280HD-Imperial'!E88,IF($C$9=\"Recharger 300HD\",#REF!,IF($C$9=\"Recharger 360HD\",'360HD-Imperial'!H88,IF($C$9=\"Recharger 902HD\",'902HD-Imperial'!H88,IF($C$9=\"Recharger 180HD\",'180HD-Imperial'!C88,\"\")))))))","v":{"$error":"#REF!"}}]
[{"$f":"IF($C$9=\"Contactor 100HD\",'100HD-Imperial'!A89,IF($C$9=\"Recharger 150XLHD\",'150XLHD-Imperial'!A89,IF($C$9=\"Recharger 280HD\",'280HD-Imperial'!A89,IF($C$9=\"Recharger 300HD\",'300HD-Imperial'!A89,IF($C$9=\"Recharger 360HD\",'360HD-Imperial'!A89,IF($C$9=\"Recharger 902HD\",'902HD-Imperial'!A89,IF($C$9=\"Contactor Field Drain C-4HD\",'C-4HD-Imperial'!A89,IF($C$9=\"Recharger 180HD\",'180HD-Imperial'!A89,0))))))))","v":-9},{"$f":"IF($C$9=\"Contactor 100HD\",'100HD-Imperial'!D89,IF($C$9=\"Recharger 150XLHD\",'150XLHD-Imperial'!D89,IF($C$9=\"Recharger 280HD\",'280HD-Imperial'!D89,IF($C$9=\"Recharger 300HD\",'300HD-Imperial'!G89,IF($C$9=\"Recharger 360HD\",'360HD-Imperial'!G89,IF($C$9=\"Recharger 902HD\",'902HD-Imperial'!G89,IF($C$9=\"Contactor Field Drain C-4HD\",'C-4HD-Imperial'!C89,IF($C$9=\"Recharger 180HD\",'180HD-Imperial'!D89,0))))))))","v":""},{"$f":"IF($C$9=\"Contactor 100HD\",'100HD-Imperial'!F89,IF($C$9=\"Recharger 150XLHD\",'150XLHD-Imperial'!F89,IF($C$9=\"Recharger 280HD\",'280HD-Imperial'!F89,IF($C$9=\"Recharger 300HD\",'300HD-Imperial'!I89,IF($C$9=\"Recharger 360HD\",'360HD-Imperial'!I89,IF($C$9=\"Recharger 902HD\",'902HD-Imperial'!I89,IF($C$9=\"Contactor Field Drain C-4HD\",'C-4HD-Imperial'!D89,IF($C$9=\"Recharger 180HD\",'180HD-Imperial'!F89,0))))))))","v":""},{"$f":"IF($C$9=\"Contactor 100HD\",'100HD-Imperial'!G89,IF($C$9=\"Recharger 150XLHD\",'150XLHD-Imperial'!G89,IF($C$9=\"Recharger 280HD\",'280HD-Imperial'!G89,IF($C$9=\"Recharger 300HD\",'300HD-Imperial'!J89,IF($C$9=\"Recharger 360HD\",'360HD-Imperial'!J89,IF($C$9=\"Recharger 902HD\",'902HD-Imperial'!J89,IF($C$9=\"Contactor Field Drain C-4HD\",'C-4HD-Imperial'!E89,IF($C$9=\"Recharger 180HD\",'180HD-Imperial'!G89,0))))))))","v":""},{"$f":"IF($C$9=\"Contactor 100HD\",'100HD-Imperial'!H89,IF($C$9=\"Recharger 150XLHD\",'150XLHD-Imperial'!H89,IF($C$9=\"Recharger 280HD\",'280HD-Imperial'!H89,IF($C$9=\"Recharger 300HD\",'300HD-Imperial'!K89,IF($C$9=\"Recharger 360HD\",'360HD-Imperial'!K89,IF($C$9=\"Recharger 902HD\",'902HD-Imperial'!K89,IF($C$9=\"Contactor Field Drain C-4HD\",'C-4HD-Imperial'!F89,IF($C$9=\"Recharger 180HD\",'180HD-Imperial'!H89,0))))))))","v":" "},{"$f":"IF($C$9=\"Contactor 100HD\",'100HD-Imperial'!I89,IF($C$9=\"Recharger 150XLHD\",'150XLHD-Imperial'!I89,IF($C$9=\"Recharger 280HD\",'280HD-Imperial'!I89,IF($C$9=\"Recharger 300HD\",'300HD-Imperial'!L89,IF($C$9=\"Recharger 360HD\",'360HD-Imperial'!L89,IF($C$9=\"Recharger 902HD\",'902HD-Imperial'!L89,IF($C$9=\"Contactor Field Drain C-4HD\",'C-4HD-Imperial'!G89,IF($C$9=\"Recharger 180HD\",'180HD-Imperial'!I89,0))))))))","v":""},null,null,null,null,null,{"$f":"IF($C$9=\"Contactor 100HD\",'100HD-Imperial'!E89,IF($C$9=\"Recharger 150XLHD\",'150XLHD-Imperial'!E89,IF($C$9=\"Recharger 280HD\",'280HD-Imperial'!E89,IF($C$9=\"Recharger 300HD\",#REF!,IF($C$9=\"Recharger 360HD\",'360HD-Imperial'!H89,IF($C$9=\"Recharger 902HD\",'902HD-Imperial'!H89,IF($C$9=\"Recharger 180HD\",'180HD-Imperial'!C89,\"\")))))))","v":{"$error":"#REF!"}}]
[{"$f":"IF($C$9=\"Contactor 100HD\",'100HD-Imperial'!A90,IF($C$9=\"Recharger 150XLHD\",'150XLHD-Imperial'!A90,IF($C$9=\"Recharger 280HD\",'280HD-Imperial'!A90,IF($C$9=\"Recharger 300HD\",'300HD-Imperial'!A90,IF($C$9=\"Recharger 360HD\",'360HD-Imperial'!A90,IF($C$9=\"Recharger 902HD\",'902HD-Imperial'!A90,IF($C$9=\"Contactor Field Drain C-4HD\",'C-4HD-Imperial'!A90,IF($C$9=\"Recharger 180HD\",'180HD-Imperial'!A90,0))))))))","v":-10},{"$f":"IF($C$9=\"Contactor 100HD\",'100HD-Imperial'!D90,IF($C$9=\"Recharger 150XLHD\",'150XLHD-Imperial'!D90,IF($C$9=\"Recharger 280HD\",'280HD-Imperial'!D90,IF($C$9=\"Recharger 300HD\",'300HD-Imperial'!G90,IF($C$9=\"Recharger 360HD\",'360HD-Imperial'!G90,IF($C$9=\"Recharger 902HD\",'902HD-Imperial'!G90,IF($C$9=\"Contactor Field Drain C-4HD\",'C-4HD-Imperial'!C90,IF($C$9=\"Recharger 180HD\",'180HD-Imperial'!D90,0))))))))","v":""},{"$f":"IF($C$9=\"Contactor 100HD\",'100HD-Imperial'!F90,IF($C$9=\"Recharger 150XLHD\",'150XLHD-Imperial'!F90,IF($C$9=\"Recharger 280HD\",'280HD-Imperial'!F90,IF($C$9=\"Recharger 300HD\",'300HD-Imperial'!I90,IF($C$9=\"Recharger 360HD\",'360HD-Imperial'!I90,IF($C$9=\"Recharger 902HD\",'902HD-Imperial'!I90,IF($C$9=\"Contactor Field Drain C-4HD\",'C-4HD-Imperial'!D90,IF($C$9=\"Recharger 180HD\",'180HD-Imperial'!F90,0))))))))","v":""},{"$f":"IF($C$9=\"Contactor 100HD\",'100HD-Imperial'!G90,IF($C$9=\"Recharger 150XLHD\",'150XLHD-Imperial'!G90,IF($C$9=\"Recharger 280HD\",'280HD-Imperial'!G90,IF($C$9=\"Recharger 300HD\",'300HD-Imperial'!J90,IF($C$9=\"Recharger 360HD\",'360HD-Imperial'!J90,IF($C$9=\"Recharger 902HD\",'902HD-Imperial'!J90,IF($C$9=\"Contactor Field Drain C-4HD\",'C-4HD-Imperial'!E90,IF($C$9=\"Recharger 180HD\",'180HD-Imperial'!G90,0))))))))","v":""},{"$f":"IF($C$9=\"Contactor 100HD\",'100HD-Imperial'!H90,IF($C$9=\"Recharger 150XLHD\",'150XLHD-Imperial'!H90,IF($C$9=\"Recharger 280HD\",'280HD-Imperial'!H90,IF($C$9=\"Recharger 300HD\",'300HD-Imperial'!K90,IF($C$9=\"Recharger 360HD\",'360HD-Imperial'!K90,IF($C$9=\"Recharger 902HD\",'902HD-Imperial'!K90,IF($C$9=\"Contactor Field Drain C-4HD\",'C-4HD-Imperial'!F90,IF($C$9=\"Recharger 180HD\",'180HD-Imperial'!H90,0))))))))","v":" "},{"$f":"IF($C$9=\"Contactor 100HD\",'100HD-Imperial'!I90,IF($C$9=\"Recharger 150XLHD\",'150XLHD-Imperial'!I90,IF($C$9=\"Recharger 280HD\",'280HD-Imperial'!I90,IF($C$9=\"Recharger 300HD\",'300HD-Imperial'!L90,IF($C$9=\"Recharger 360HD\",'360HD-Imperial'!L90,IF($C$9=\"Recharger 902HD\",'902HD-Imperial'!L90,IF($C$9=\"Contactor Field Drain C-4HD\",'C-4HD-Imperial'!G90,IF($C$9=\"Recharger 180HD\",'180HD-Imperial'!I90,0))))))))","v":""},null,null,null,null,null,{"$f":"IF($C$9=\"Contactor 100HD\",'100HD-Imperial'!E90,IF($C$9=\"Recharger 150XLHD\",'150XLHD-Imperial'!E90,IF($C$9=\"Recharger 280HD\",'280HD-Imperial'!E90,IF($C$9=\"Recharger 300HD\",#REF!,IF($C$9=\"Recharger 360HD\",'360HD-Imperial'!H90,IF($C$9=\"Recharger 902HD\",'902HD-Imperial'!H90,IF($C$9=\"Recharger 180HD\",'180HD-Imperial'!C90,\"\")))))))","v":{"$error":"#REF!"}}]
[{"$f":"IF($C$9=\"Contactor 100HD\",'100HD-Imperial'!A91,IF($C$9=\"Recharger 150XLHD\",'150XLHD-Imperial'!A91,IF($C$9=\"Recharger 280HD\",'280HD-Imperial'!A91,IF($C$9=\"Recharger 300HD\",'300HD-Imperial'!A91,IF($C$9=\"Recharger 360HD\",'360HD-Imperial'!A91,IF($C$9=\"Recharger 902HD\",'902HD-Imperial'!A91,IF($C$9=\"Contactor Field Drain C-4HD\",'C-4HD-Imperial'!A91,IF($C$9=\"Recharger 180HD\",'180HD-Imperial'!A91,0))))))))","v":-11},{"$f":"IF($C$9=\"Contactor 100HD\",'100HD-Imperial'!D91,IF($C$9=\"Recharger 150XLHD\",'150XLHD-Imperial'!D91,IF($C$9=\"Recharger 280HD\",'280HD-Imperial'!D91,IF($C$9=\"Recharger 300HD\",'300HD-Imperial'!G91,IF($C$9=\"Recharger 360HD\",'360HD-Imperial'!G91,IF($C$9=\"Recharger 902HD\",'902HD-Imperial'!G91,IF($C$9=\"Contactor Field Drain C-4HD\",'C-4HD-Imperial'!C91,IF($C$9=\"Recharger 180HD\",'180HD-Imperial'!D91,0))))))))","v":""},{"$f":"IF($C$9=\"Contactor 100HD\",'100HD-Imperial'!F91,IF($C$9=\"Recharger 150XLHD\",'150XLHD-Imperial'!F91,IF($C$9=\"Recharger 280HD\",'280HD-Imperial'!F91,IF($C$9=\"Recharger 300HD\",'300HD-Imperial'!I91,IF($C$9=\"Recharger 360HD\",'360HD-Imperial'!I91,IF($C$9=\"Recharger 902HD\",'902HD-Imperial'!I91,IF($C$9=\"Contactor Field Drain C-4HD\",'C-4HD-Imperial'!D91,IF($C$9=\"Recharger 180HD\",'180HD-Imperial'!F91,0))))))))","v":""},{"$f":"IF($C$9=\"Contactor 100HD\",'100HD-Imperial'!G91,IF($C$9=\"Recharger 150XLHD\",'150XLHD-Imperial'!G91,IF($C$9=\"Recharger 280HD\",'280HD-Imperial'!G91,IF($C$9=\"Recharger 300HD\",'300HD-Imperial'!J91,IF($C$9=\"Recharger 360HD\",'360HD-Imperial'!J91,IF($C$9=\"Recharger 902HD\",'902HD-Imperial'!J91,IF($C$9=\"Contactor Field Drain C-4HD\",'C-4HD-Imperial'!E91,IF($C$9=\"Recharger 180HD\",'180HD-Imperial'!G91,0))))))))","v":""},{"$f":"IF($C$9=\"Contactor 100HD\",'100HD-Imperial'!H91,IF($C$9=\"Recharger 150XLHD\",'150XLHD-Imperial'!H91,IF($C$9=\"Recharger 280HD\",'280HD-Imperial'!H91,IF($C$9=\"Recharger 300HD\",'300HD-Imperial'!K91,IF($C$9=\"Recharger 360HD\",'360HD-Imperial'!K91,IF($C$9=\"Recharger 902HD\",'902HD-Imperial'!K91,IF($C$9=\"Contactor Field Drain C-4HD\",'C-4HD-Imperial'!F91,IF($C$9=\"Recharger 180HD\",'180HD-Imperial'!H91,0))))))))","v":" "},{"$f":"IF($C$9=\"Contactor 100HD\",'100HD-Imperial'!I91,IF($C$9=\"Recharger 150XLHD\",'150XLHD-Imperial'!I91,IF($C$9=\"Recharger 280HD\",'280HD-Imperial'!I91,IF($C$9=\"Recharger 300HD\",'300HD-Imperial'!L91,IF($C$9=\"Recharger 360HD\",'360HD-Imperial'!L91,IF($C$9=\"Recharger 902HD\",'902HD-Imperial'!L91,IF($C$9=\"Contactor Field Drain C-4HD\",'C-4HD-Imperial'!G91,IF($C$9=\"Recharger 180HD\",'180HD-Imperial'!I91,0))))))))","v":""},null,null,null,null,null,{"$f":"IF($C$9=\"Contactor 100HD\",'100HD-Imperial'!E91,IF($C$9=\"Recharger 150XLHD\",'150XLHD-Imperial'!E91,IF($C$9=\"Recharger 280HD\",'280HD-Imperial'!E91,IF($C$9=\"Recharger 300HD\",#REF!,IF($C$9=\"Recharger 360HD\",'360HD-Imperial'!H91,IF($C$9=\"Recharger 902HD\",'902HD-Imperial'!H91,IF($C$9=\"Recharger 180HD\",'180HD-Imperial'!C91,\"\")))))))","v":{"$error":"#REF!"}}]
[{"$f":"IF($C$9=\"Contactor 100HD\",'100HD-Imperial'!A92,IF($C$9=\"Recharger 150XLHD\",'150XLHD-Imperial'!A92,IF($C$9=\"Recharger 280HD\",'280HD-Imperial'!A92,IF($C$9=\"Recharger 300HD\",'300HD-Imperial'!A92,IF($C$9=\"Recharger 360HD\",'360HD-Imperial'!A92,IF($C$9=\"Recharger 902HD\",'902HD-Imperial'!A92,IF($C$9=\"Contactor Field Drain C-4HD\",'C-4HD-Imperial'!A92,IF($C$9=\"Recharger 180HD\",'180HD-Imperial'!A92,0))))))))","v":-12},{"$f":"IF($C$9=\"Contactor 100HD\",'100HD-Imperial'!D92,IF($C$9=\"Recharger 150XLHD\",'150XLHD-Imperial'!D92,IF($C$9=\"Recharger 280HD\",'280HD-Imperial'!D92,IF($C$9=\"Recharger 300HD\",'300HD-Imperial'!G92,IF($C$9=\"Recharger 360HD\",'360HD-Imperial'!G92,IF($C$9=\"Recharger 902HD\",'902HD-Imperial'!G92,IF($C$9=\"Contactor Field Drain C-4HD\",'C-4HD-Imperial'!C92,IF($C$9=\"Recharger 180HD\",'180HD-Imperial'!D92,0))))))))","v":""},{"$f":"IF($C$9=\"Contactor 100HD\",'100HD-Imperial'!F92,IF($C$9=\"Recharger 150XLHD\",'150XLHD-Imperial'!F92,IF($C$9=\"Recharger 280HD\",'280HD-Imperial'!F92,IF($C$9=\"Recharger 300HD\",'300HD-Imperial'!I92,IF($C$9=\"Recharger 360HD\",'360HD-Imperial'!I92,IF($C$9=\"Recharger 902HD\",'902HD-Imperial'!I92,IF($C$9=\"Contactor Field Drain C-4HD\",'C-4HD-Imperial'!D92,IF($C$9=\"Recharger 180HD\",'180HD-Imperial'!F92,0))))))))","v":""},{"$f":"IF($C$9=\"Contactor 100HD\",'100HD-Imperial'!G92,IF($C$9=\"Recharger 150XLHD\",'150XLHD-Imperial'!G92,IF($C$9=\"Recharger 280HD\",'280HD-Imperial'!G92,IF($C$9=\"Recharger 300HD\",'300HD-Imperial'!J92,IF($C$9=\"Recharger 360HD\",'360HD-Imperial'!J92,IF($C$9=\"Recharger 902HD\",'902HD-Imperial'!J92,IF($C$9=\"Contactor Field Drain C-4HD\",'C-4HD-Imperial'!E92,IF($C$9=\"Recharger 180HD\",'180HD-Imperial'!G92,0))))))))","v":""},{"$f":"IF($C$9=\"Contactor 100HD\",'100HD-Imperial'!H92,IF($C$9=\"Recharger 150XLHD\",'150XLHD-Imperial'!H92,IF($C$9=\"Recharger 280HD\",'280HD-Imperial'!H92,IF($C$9=\"Recharger 300HD\",'300HD-Imperial'!K92,IF($C$9=\"Recharger 360HD\",'360HD-Imperial'!K92,IF($C$9=\"Recharger 902HD\",'902HD-Imperial'!K92,IF($C$9=\"Contactor Field Drain C-4HD\",'C-4HD-Imperial'!F92,IF($C$9=\"Recharger 180HD\",'180HD-Imperial'!H92,0))))))))","v":" "},{"$f":"IF($C$9=\"Contactor 100HD\",'100HD-Imperial'!I92,IF($C$9=\"Recharger 150XLHD\",'150XLHD-Imperial'!I92,IF($C$9=\"Recharger 280HD\",'280HD-Imperial'!I92,IF($C$9=\"Recharger 300HD\",'300HD-Imperial'!L92,IF($C$9=\"Recharger 360HD\",'360HD-Imperial'!L92,IF($C$9=\"Recharger 902HD\",'902HD-Imperial'!L92,IF($C$9=\"Contactor Field Drain C-4HD\",'C-4HD-Imperial'!G92,IF($C$9=\"Recharger 180HD\",'180HD-Imperial'!I92,0))))))))","v":""},null,null,null,null,null,{"$f":"IF($C$9=\"Contactor 100HD\",'100HD-Imperial'!E92,IF($C$9=\"Recharger 150XLHD\",'150XLHD-Imperial'!E92,IF($C$9=\"Recharger 280HD\",'280HD-Imperial'!E92,IF($C$9=\"Recharger 300HD\",#REF!,IF($C$9=\"Recharger 360HD\",'360HD-Imperial'!H92,IF($C$9=\"Recharger 902HD\",'902HD-Imperial'!H92,IF($C$9=\"Recharger 180HD\",'180HD-Imperial'!C92,\"\")))))))","v":{"$error":"#REF!"}}]
[{"$f":"IF($C$9=\"Contactor 100HD\",'100HD-Imperial'!A93,IF($C$9=\"Recharger 150XLHD\",'150XLHD-Imperial'!A93,IF($C$9=\"Recharger 280HD\",'280HD-Imperial'!A93,IF($C$9=\"Recharger 300HD\",'300HD-Imperial'!A93,IF($C$9=\"Recharger 360HD\",'360HD-Imperial'!A93,IF($C$9=\"Recharger 902HD\",'902HD-Imperial'!A93,IF($C$9=\"Contactor Field Drain C-4HD\",'C-4HD-Imperial'!A93,IF($C$9=\"Recharger 180HD\",'180HD-Imperial'!A93,0))))))))","v":-13},{"$f":"IF($C$9=\"Contactor 100HD\",'100HD-Imperial'!D93,IF($C$9=\"Recharger 150XLHD\",'150XLHD-Imperial'!D93,IF($C$9=\"Recharger 280HD\",'280HD-Imperial'!D93,IF($C$9=\"Recharger 300HD\",'300HD-Imperial'!G93,IF($C$9=\"Recharger 360HD\",'360HD-Imperial'!G93,IF($C$9=\"Recharger 902HD\",'902HD-Imperial'!G93,IF($C$9=\"Contactor Field Drain C-4HD\",'C-4HD-Imperial'!C93,IF($C$9=\"Recharger 180HD\",'180HD-Imperial'!D93,0))))))))","v":""},{"$f":"IF($C$9=\"Contactor 100HD\",'100HD-Imperial'!F93,IF($C$9=\"Recharger 150XLHD\",'150XLHD-Imperial'!F93,IF($C$9=\"Recharger 280HD\",'280HD-Imperial'!F93,IF($C$9=\"Recharger 300HD\",'300HD-Imperial'!I93,IF($C$9=\"Recharger 360HD\",'360HD-Imperial'!I93,IF($C$9=\"Recharger 902HD\",'902HD-Imperial'!I93,IF($C$9=\"Contactor Field Drain C-4HD\",'C-4HD-Imperial'!D93,IF($C$9=\"Recharger 180HD\",'180HD-Imperial'!F93,0))))))))","v":""},{"$f":"IF($C$9=\"Contactor 100HD\",'100HD-Imperial'!G93,IF($C$9=\"Recharger 150XLHD\",'150XLHD-Imperial'!G93,IF($C$9=\"Recharger 280HD\",'280HD-Imperial'!G93,IF($C$9=\"Recharger 300HD\",'300HD-Imperial'!J93,IF($C$9=\"Recharger 360HD\",'360HD-Imperial'!J93,IF($C$9=\"Recharger 902HD\",'902HD-Imperial'!J93,IF($C$9=\"Contactor Field Drain C-4HD\",'C-4HD-Imperial'!E93,IF($C$9=\"Recharger 180HD\",'180HD-Imperial'!G93,0))))))))","v":""},{"$f":"IF($C$9=\"Contactor 100HD\",'100HD-Imperial'!H93,IF($C$9=\"Recharger 150XLHD\",'150XLHD-Imperial'!H93,IF($C$9=\"Recharger 280HD\",'280HD-Imperial'!H93,IF($C$9=\"Recharger 300HD\",'300HD-Imperial'!K93,IF($C$9=\"Recharger 360HD\",'360HD-Imperial'!K93,IF($C$9=\"Recharger 902HD\",'902HD-Imperial'!K93,IF($C$9=\"Contactor Field Drain C-4HD\",'C-4HD-Imperial'!F93,IF($C$9=\"Recharger 180HD\",'180HD-Imperial'!H93,0))))))))","v":" "},{"$f":"IF($C$9=\"Contactor 100HD\",'100HD-Imperial'!I93,IF($C$9=\"Recharger 150XLHD\",'150XLHD-Imperial'!I93,IF($C$9=\"Recharger 280HD\",'280HD-Imperial'!I93,IF($C$9=\"Recharger 300HD\",'300HD-Imperial'!L93,IF($C$9=\"Recharger 360HD\",'360HD-Imperial'!L93,IF($C$9=\"Recharger 902HD\",'902HD-Imperial'!L93,IF($C$9=\"Contactor Field Drain C-4HD\",'C-4HD-Imperial'!G93,IF($C$9=\"Recharger 180HD\",'180HD-Imperial'!I93,0))))))))","v":""},null,null,null,null,null,{"$f":"IF($C$9=\"Contactor 100HD\",'100HD-Imperial'!E93,IF($C$9=\"Recharger 150XLHD\",'150XLHD-Imperial'!E93,IF($C$9=\"Recharger 280HD\",'280HD-Imperial'!E93,IF($C$9=\"Recharger 300HD\",#REF!,IF($C$9=\"Recharger 360HD\",'360HD-Imperial'!H93,IF($C$9=\"Recharger 902HD\",'902HD-Imperial'!H93,IF($C$9=\"Recharger 180HD\",'180HD-Imperial'!C93,\"\")))))))","v":{"$error":"#REF!"}}]
[{"$f":"IF($C$9=\"Contactor 100HD\",'100HD-Imperial'!A94,IF($C$9=\"Recharger 150XLHD\",'150XLHD-Imperial'!A94,IF($C$9=\"Recharger 280HD\",'280HD-Imperial'!A94,IF($C$9=\"Recharger 300HD\",'300HD-Imperial'!A94,IF($C$9=\"Recharger 360HD\",'360HD-Imperial'!A94,IF($C$9=\"Recharger 902HD\",'902HD-Imperial'!A94,IF($C$9=\"Contactor Field Drain C-4HD\",'C-4HD-Imperial'!A94,IF($C$9=\"Recharger 180HD\",'180HD-Imperial'!A94,0))))))))","v":-14},{"$f":"IF($C$9=\"Contactor 100HD\",'100HD-Imperial'!D94,IF($C$9=\"Recharger 150XLHD\",'150XLHD-Imperial'!D94,IF($C$9=\"Recharger 280HD\",'280HD-Imperial'!D94,IF($C$9=\"Recharger 300HD\",'300HD-Imperial'!G94,IF($C$9=\"Recharger 360HD\",'360HD-Imperial'!G94,IF($C$9=\"Recharger 902HD\",'902HD-Imperial'!G94,IF($C$9=\"Contactor Field Drain C-4HD\",'C-4HD-Imperial'!C94,IF($C$9=\"Recharger 180HD\",'180HD-Imperial'!D94,0))))))))","v":""},{"$f":"IF($C$9=\"Contactor 100HD\",'100HD-Imperial'!F94,IF($C$9=\"Recharger 150XLHD\",'150XLHD-Imperial'!F94,IF($C$9=\"Recharger 280HD\",'280HD-Imperial'!F94,IF($C$9=\"Recharger 300HD\",'300HD-Imperial'!I94,IF($C$9=\"Recharger 360HD\",'360HD-Imperial'!I94,IF($C$9=\"Recharger 902HD\",'902HD-Imperial'!I94,IF($C$9=\"Contactor Field Drain C-4HD\",'C-4HD-Imperial'!D94,IF($C$9=\"Recharger 180HD\",'180HD-Imperial'!F94,0))))))))","v":""},{"$f":"IF($C$9=\"Contactor 100HD\",'100HD-Imperial'!G94,IF($C$9=\"Recharger 150XLHD\",'150XLHD-Imperial'!G94,IF($C$9=\"Recharger 280HD\",'280HD-Imperial'!G94,IF($C$9=\"Recharger 300HD\",'300HD-Imperial'!J94,IF($C$9=\"Recharger 360HD\",'360HD-Imperial'!J94,IF($C$9=\"Recharger 902HD\",'902HD-Imperial'!J94,IF($C$9=\"Contactor Field Drain C-4HD\",'C-4HD-Imperial'!E94,IF($C$9=\"Recharger 180HD\",'180HD-Imperial'!G94,0))))))))","v":""},{"$f":"IF($C$9=\"Contactor 100HD\",'100HD-Imperial'!H94,IF($C$9=\"Recharger 150XLHD\",'150XLHD-Imperial'!H94,IF($C$9=\"Recharger 280HD\",'280HD-Imperial'!H94,IF($C$9=\"Recharger 300HD\",'300HD-Imperial'!K94,IF($C$9=\"Recharger 360HD\",'360HD-Imperial'!K94,IF($C$9=\"Recharger 902HD\",'902HD-Imperial'!K94,IF($C$9=\"Contactor Field Drain C-4HD\",'C-4HD-Imperial'!F94,IF($C$9=\"Recharger 180HD\",'180HD-Imperial'!H94,0))))))))","v":" "},{"$f":"IF($C$9=\"Contactor 100HD\",'100HD-Imperial'!I94,IF($C$9=\"Recharger 150XLHD\",'150XLHD-Imperial'!I94,IF($C$9=\"Recharger 280HD\",'280HD-Imperial'!I94,IF($C$9=\"Recharger 300HD\",'300HD-Imperial'!L94,IF($C$9=\"Recharger 360HD\",'360HD-Imperial'!L94,IF($C$9=\"Recharger 902HD\",'902HD-Imperial'!L94,IF($C$9=\"Contactor Field Drain C-4HD\",'C-4HD-Imperial'!G94,IF($C$9=\"Recharger 180HD\",'180HD-Imperial'!I94,0))))))))","v":""},null,null,null,null,null,{"$f":"IF($C$9=\"Contactor 100HD\",'100HD-Imperial'!E94,IF($C$9=\"Recharger 150XLHD\",'150XLHD-Imperial'!E94,IF($C$9=\"Recharger 280HD\",'280HD-Imperial'!E94,IF($C$9=\"Recharger 300HD\",#REF!,IF($C$9=\"Recharger 360HD\",'360HD-Imperial'!H94,IF($C$9=\"Recharger 902HD\",'902HD-Imperial'!H94,IF($C$9=\"Recharger 180HD\",'180HD-Imperial'!C94,\"\")))))))","v":{"$error":"#REF!"}}]
[{"$f":"IF($C$9=\"Contactor 100HD\",'100HD-Imperial'!A95,IF($C$9=\"Recharger 150XLHD\",'150XLHD-Imperial'!A95,IF($C$9=\"Recharger 280HD\",'280HD-Imperial'!A95,IF($C$9=\"Recharger 300HD\",'300HD-Imperial'!A95,IF($C$9=\"Recharger 360HD\",'360HD-Imperial'!A95,IF($C$9=\"Recharger 902HD\",'902HD-Imperial'!A95,IF($C$9=\"Contactor Field Drain C-4HD\",'C-4HD-Imperial'!A95,IF($C$9=\"Recharger 180HD\",'180HD-Imperial'!A95,0))))))))","v":-15},{"$f":"IF($C$9=\"Contactor 100HD\",'100HD-Imperial'!D95,IF($C$9=\"Recharger 150XLHD\",'150XLHD-Imperial'!D95,IF($C$9=\"Recharger 280HD\",'280HD-Imperial'!D95,IF($C$9=\"Recharger 300HD\",'300HD-Imperial'!G95,IF($C$9=\"Recharger 360HD\",'360HD-Imperial'!G95,IF($C$9=\"Recharger 902HD\",'902HD-Imperial'!G95,IF($C$9=\"Contactor Field Drain C-4HD\",'C-4HD-Imperial'!C95,IF($C$9=\"Recharger 180HD\",'180HD-Imperial'!D95,0))))))))","v":""},{"$f":"IF($C$9=\"Contactor 100HD\",'100HD-Imperial'!F95,IF($C$9=\"Recharger 150XLHD\",'150XLHD-Imperial'!F95,IF($C$9=\"Recharger 280HD\",'280HD-Imperial'!F95,IF($C$9=\"Recharger 300HD\",'300HD-Imperial'!I95,IF($C$9=\"Recharger 360HD\",'360HD-Imperial'!I95,IF($C$9=\"Recharger 902HD\",'902HD-Imperial'!I95,IF($C$9=\"Contactor Field Drain C-4HD\",'C-4HD-Imperial'!D95,IF($C$9=\"Recharger 180HD\",'180HD-Imperial'!F95,0))))))))","v":""},{"$f":"IF($C$9=\"Contactor 100HD\",'100HD-Imperial'!G95,IF($C$9=\"Recharger 150XLHD\",'150XLHD-Imperial'!G95,IF($C$9=\"Recharger 280HD\",'280HD-Imperial'!G95,IF($C$9=\"Recharger 300HD\",'300HD-Imperial'!J95,IF($C$9=\"Recharger 360HD\",'360HD-Imperial'!J95,IF($C$9=\"Recharger 902HD\",'902HD-Imperial'!J95,IF($C$9=\"Contactor Field Drain C-4HD\",'C-4HD-Imperial'!E95,IF($C$9=\"Recharger 180HD\",'180HD-Imperial'!G95,0))))))))","v":""},{"$f":"IF($C$9=\"Contactor 100HD\",'100HD-Imperial'!H95,IF($C$9=\"Recharger 150XLHD\",'150XLHD-Imperial'!H95,IF($C$9=\"Recharger 280HD\",'280HD-Imperial'!H95,IF($C$9=\"Recharger 300HD\",'300HD-Imperial'!K95,IF($C$9=\"Recharger 360HD\",'360HD-Imperial'!K95,IF($C$9=\"Recharger 902HD\",'902HD-Imperial'!K95,IF($C$9=\"Contactor Field Drain C-4HD\",'C-4HD-Imperial'!F95,IF($C$9=\"Recharger 180HD\",'180HD-Imperial'!H95,0))))))))","v":" "},{"$f":"IF($C$9=\"Contactor 100HD\",'100HD-Imperial'!I95,IF($C$9=\"Recharger 150XLHD\",'150XLHD-Imperial'!I95,IF($C$9=\"Recharger 280HD\",'280HD-Imperial'!I95,IF($C$9=\"Recharger 300HD\",'300HD-Imperial'!L95,IF($C$9=\"Recharger 360HD\",'360HD-Imperial'!L95,IF($C$9=\"Recharger 902HD\",'902HD-Imperial'!L95,IF($C$9=\"Contactor Field Drain C-4HD\",'C-4HD-Imperial'!G95,IF($C$9=\"Recharger 180HD\",'180HD-Imperial'!I95,0))))))))","v":""},null,null,null,null,null,{"$f":"IF($C$9=\"Contactor 100HD\",'100HD-Imperial'!E95,IF($C$9=\"Recharger 150XLHD\",'150XLHD-Imperial'!E95,IF($C$9=\"Recharger 280HD\",'280HD-Imperial'!E95,IF($C$9=\"Recharger 300HD\",#REF!,IF($C$9=\"Recharger 360HD\",'360HD-Imperial'!H95,IF($C$9=\"Recharger 902HD\",'902HD-Imperial'!H95,IF($C$9=\"Recharger 180HD\",'180HD-Imperial'!C95,\"\")))))))","v":{"$error":"#REF!"}}]
[{"$f":"IF($C$9=\"Contactor 100HD\",'100HD-Imperial'!A96,IF($C$9=\"Recharger 150XLHD\",'150XLHD-Imperial'!A96,IF($C$9=\"Recharger 280HD\",'280HD-Imperial'!A96,IF($C$9=\"Recharger 300HD\",'300HD-Imperial'!A96,IF($C$9=\"Recharger 360HD\",'360HD-Imperial'!A96,IF($C$9=\"Recharger 902HD\",'902HD-Imperial'!A96,IF($C$9=\"Contactor Field Drain C-4HD\",'C-4HD-Imperial'!A96,IF($C$9=\"Recharger 180HD\",'180HD-Imperial'!A96,0))))))))","v":-16},{"$f":"IF($C$9=\"Contactor 100HD\",'100HD-Imperial'!D96,IF($C$9=\"Recharger 150XLHD\",'150XLHD-Imperial'!D96,IF($C$9=\"Recharger 280HD\",'280HD-Imperial'!D96,IF($C$9=\"Recharger 300HD\",'300HD-Imperial'!G96,IF($C$9=\"Recharger 360HD\",'360HD-Imperial'!G96,IF($C$9=\"Recharger 902HD\",'902HD-Imperial'!G96,IF($C$9=\"Contactor Field Drain C-4HD\",'C-4HD-Imperial'!C96,IF($C$9=\"Recharger 180HD\",'180HD-Imperial'!D96,0))))))))","v":""},{"$f":"IF($C$9=\"Contactor 100HD\",'100HD-Imperial'!F96,IF($C$9=\"Recharger 150XLHD\",'150XLHD-Imperial'!F96,IF($C$9=\"Recharger 280HD\",'280HD-Imperial'!F96,IF($C$9=\"Recharger 300HD\",'300HD-Imperial'!I96,IF($C$9=\"Recharger 360HD\",'360HD-Imperial'!I96,IF($C$9=\"Recharger 902HD\",'902HD-Imperial'!I96,IF($C$9=\"Contactor Field Drain C-4HD\",'C-4HD-Imperial'!D96,IF($C$9=\"Recharger 180HD\",'180HD-Imperial'!F96,0))))))))","v":""},{"$f":"IF($C$9=\"Contactor 100HD\",'100HD-Imperial'!G96,IF($C$9=\"Recharger 150XLHD\",'150XLHD-Imperial'!G96,IF($C$9=\"Recharger 280HD\",'280HD-Imperial'!G96,IF($C$9=\"Recharger 300HD\",'300HD-Imperial'!J96,IF($C$9=\"Recharger 360HD\",'360HD-Imperial'!J96,IF($C$9=\"Recharger 902HD\",'902HD-Imperial'!J96,IF($C$9=\"Contactor Field Drain C-4HD\",'C-4HD-Imperial'!E96,IF($C$9=\"Recharger 180HD\",'180HD-Imperial'!G96,0))))))))","v":""},{"$f":"IF($C$9=\"Contactor 100HD\",'100HD-Imperial'!H96,IF($C$9=\"Recharger 150XLHD\",'150XLHD-Imperial'!H96,IF($C$9=\"Recharger 280HD\",'280HD-Imperial'!H96,IF($C$9=\"Recharger 300HD\",'300HD-Imperial'!K96,IF($C$9=\"Recharger 360HD\",'360HD-Imperial'!K96,IF($C$9=\"Recharger 902HD\",'902HD-Imperial'!K96,IF($C$9=\"Contactor Field Drain C-4HD\",'C-4HD-Imperial'!F96,IF($C$9=\"Recharger 180HD\",'180HD-Imperial'!H96,0))))))))","v":" "},{"$f":"IF($C$9=\"Contactor 100HD\",'100HD-Imperial'!I96,IF($C$9=\"Recharger 150XLHD\",'150XLHD-Imperial'!I96,IF($C$9=\"Recharger 280HD\",'280HD-Imperial'!I96,IF($C$9=\"Recharger 300HD\",'300HD-Imperial'!L96,IF($C$9=\"Recharger 360HD\",'360HD-Imperial'!L96,IF($C$9=\"Recharger 902HD\",'902HD-Imperial'!L96,IF($C$9=\"Contactor Field Drain C-4HD\",'C-4HD-Imperial'!G96,IF($C$9=\"Recharger 180HD\",'180HD-Imperial'!I96,0))))))))","v":""},null,null,null,null,null,{"$f":"IF($C$9=\"Contactor 100HD\",'100HD-Imperial'!E96,IF($C$9=\"Recharger 150XLHD\",'150XLHD-Imperial'!E96,IF($C$9=\"Recharger 280HD\",'280HD-Imperial'!E96,IF($C$9=\"Recharger 300HD\",#REF!,IF($C$9=\"Recharger 360HD\",'360HD-Imperial'!H96,IF($C$9=\"Recharger 902HD\",'902HD-Imperial'!H96,IF($C$9=\"Recharger 180HD\",'180HD-Imperial'!C96,\"\")))))))","v":{"$error":"#REF!"}}]
[{"$f":"IF($C$9=\"Contactor 100HD\",'100HD-Imperial'!A97,IF($C$9=\"Recharger 150XLHD\",'150XLHD-Imperial'!A97,IF($C$9=\"Recharger 280HD\",'280HD-Imperial'!A97,IF($C$9=\"Recharger 300HD\",'300HD-Imperial'!A97,IF($C$9=\"Recharger 360HD\",'360HD-Imperial'!A97,IF($C$9=\"Recharger 902HD\",'902HD-Imperial'!A97,IF($C$9=\"Contactor Field Drain C-4HD\",'C-4HD-Imperial'!A97,IF($C$9=\"Recharger 180HD\",'180HD-Imperial'!A97,0))))))))","v":-17},{"$f":"IF($C$9=\"Contactor 100HD\",'100HD-Imperial'!D97,IF($C$9=\"Recharger 150XLHD\",'150XLHD-Imperial'!D97,IF($C$9=\"Recharger 280HD\",'280HD-Imperial'!D97,IF($C$9=\"Recharger 300HD\",'300HD-Imperial'!G97,IF($C$9=\"Recharger 360HD\",'360HD-Imperial'!G97,IF($C$9=\"Recharger 902HD\",'902HD-Imperial'!G97,IF($C$9=\"Contactor Field Drain C-4HD\",'C-4HD-Imperial'!C97,IF($C$9=\"Recharger 180HD\",'180HD-Imperial'!D97,0))))))))","v":""},{"$f":"IF($C$9=\"Contactor 100HD\",'100HD-Imperial'!F97,IF($C$9=\"Recharger 150XLHD\",'150XLHD-Imperial'!F97,IF($C$9=\"Recharger 280HD\",'280HD-Imperial'!F97,IF($C$9=\"Recharger 300HD\",'300HD-Imperial'!I97,IF($C$9=\"Recharger 360HD\",'360HD-Imperial'!I97,IF($C$9=\"Recharger 902HD\",'902HD-Imperial'!I97,IF($C$9=\"Contactor Field Drain C-4HD\",'C-4HD-Imperial'!D97,IF($C$9=\"Recharger 180HD\",'180HD-Imperial'!F97,0))))))))","v":""},{"$f":"IF($C$9=\"Contactor 100HD\",'100HD-Imperial'!G97,IF($C$9=\"Recharger 150XLHD\",'150XLHD-Imperial'!G97,IF($C$9=\"Recharger 280HD\",'280HD-Imperial'!G97,IF($C$9=\"Recharger 300HD\",'300HD-Imperial'!J97,IF($C$9=\"Recharger 360HD\",'360HD-Imperial'!J97,IF($C$9=\"Recharger 902HD\",'902HD-Imperial'!J97,IF($C$9=\"Contactor Field Drain C-4HD\",'C-4HD-Imperial'!E97,IF($C$9=\"Recharger 180HD\",'180HD-Imperial'!G97,0))))))))","v":""},{"$f":"IF($C$9=\"Contactor 100HD\",'100HD-Imperial'!H97,IF($C$9=\"Recharger 150XLHD\",'150XLHD-Imperial'!H97,IF($C$9=\"Recharger 280HD\",'280HD-Imperial'!H97,IF($C$9=\"Recharger 300HD\",'300HD-Imperial'!K97,IF($C$9=\"Recharger 360HD\",'360HD-Imperial'!K97,IF($C$9=\"Recharger 902HD\",'902HD-Imperial'!K97,IF($C$9=\"Contactor Field Drain C-4HD\",'C-4HD-Imperial'!F97,IF($C$9=\"Recharger 180HD\",'180HD-Imperial'!H97,0))))))))","v":" "},{"$f":"IF($C$9=\"Contactor 100HD\",'100HD-Imperial'!I97,IF($C$9=\"Recharger 150XLHD\",'150XLHD-Imperial'!I97,IF($C$9=\"Recharger 280HD\",'280HD-Imperial'!I97,IF($C$9=\"Recharger 300HD\",'300HD-Imperial'!L97,IF($C$9=\"Recharger 360HD\",'360HD-Imperial'!L97,IF($C$9=\"Recharger 902HD\",'902HD-Imperial'!L97,IF($C$9=\"Contactor Field Drain C-4HD\",'C-4HD-Imperial'!G97,IF($C$9=\"Recharger 180HD\",'180HD-Imperial'!I97,0))))))))","v":""},null,null,null,null,null,{"$f":"IF($C$9=\"Contactor 100HD\",'100HD-Imperial'!E97,IF($C$9=\"Recharger 150XLHD\",'150XLHD-Imperial'!E97,IF($C$9=\"Recharger 280HD\",'280HD-Imperial'!E97,IF($C$9=\"Recharger 300HD\",#REF!,IF($C$9=\"Recharger 360HD\",'360HD-Imperial'!H97,IF($C$9=\"Recharger 902HD\",'902HD-Imperial'!H97,IF($C$9=\"Recharger 180HD\",'180HD-Imperial'!C97,\"\")))))))","v":{"$error":"#REF!"}}]
[{"$f":"IF($C$9=\"Contactor 100HD\",'100HD-Imperial'!A98,IF($C$9=\"Recharger 150XLHD\",'150XLHD-Imperial'!A98,IF($C$9=\"Recharger 280HD\",'280HD-Imperial'!A98,IF($C$9=\"Recharger 300HD\",'300HD-Imperial'!A98,IF($C$9=\"Recharger 360HD\",'360HD-Imperial'!A98,IF($C$9=\"Recharger 902HD\",'902HD-Imperial'!A98,IF($C$9=\"Contactor Field Drain C-4HD\",'C-4HD-Imperial'!A98,IF($C$9=\"Recharger 180HD\",'180HD-Imperial'!A98,0))))))))","v":-18},{"$f":"IF($C$9=\"Contactor 100HD\",'100HD-Imperial'!D98,IF($C$9=\"Recharger 150XLHD\",'150XLHD-Imperial'!D98,IF($C$9=\"Recharger 280HD\",'280HD-Imperial'!D98,IF($C$9=\"Recharger 300HD\",'300HD-Imperial'!G98,IF($C$9=\"Recharger 360HD\",'360HD-Imperial'!G98,IF($C$9=\"Recharger 902HD\",'902HD-Imperial'!G98,IF($C$9=\"Contactor Field Drain C-4HD\",'C-4HD-Imperial'!C98,IF($C$9=\"Recharger 180HD\",'180HD-Imperial'!D98,0))))))))","v":""},{"$f":"IF($C$9=\"Contactor 100HD\",'100HD-Imperial'!F98,IF($C$9=\"Recharger 150XLHD\",'150XLHD-Imperial'!F98,IF($C$9=\"Recharger 280HD\",'280HD-Imperial'!F98,IF($C$9=\"Recharger 300HD\",'300HD-Imperial'!I98,IF($C$9=\"Recharger 360HD\",'360HD-Imperial'!I98,IF($C$9=\"Recharger 902HD\",'902HD-Imperial'!I98,IF($C$9=\"Contactor Field Drain C-4HD\",'C-4HD-Imperial'!D98,IF($C$9=\"Recharger 180HD\",'180HD-Imperial'!F98,0))))))))","v":""},{"$f":"IF($C$9=\"Contactor 100HD\",'100HD-Imperial'!G98,IF($C$9=\"Recharger 150XLHD\",'150XLHD-Imperial'!G98,IF($C$9=\"Recharger 280HD\",'280HD-Imperial'!G98,IF($C$9=\"Recharger 300HD\",'300HD-Imperial'!J98,IF($C$9=\"Recharger 360HD\",'360HD-Imperial'!J98,IF($C$9=\"Recharger 902HD\",'902HD-Imperial'!J98,IF($C$9=\"Contactor Field Drain C-4HD\",'C-4HD-Imperial'!E98,IF($C$9=\"Recharger 180HD\",'180HD-Imperial'!G98,0))))))))","v":""},{"$f":"IF($C$9=\"Contactor 100HD\",'100HD-Imperial'!H98,IF($C$9=\"Recharger 150XLHD\",'150XLHD-Imperial'!H98,IF($C$9=\"Recharger 280HD\",'280HD-Imperial'!H98,IF($C$9=\"Recharger 300HD\",'300HD-Imperial'!K98,IF($C$9=\"Recharger 360HD\",'360HD-Imperial'!K98,IF($C$9=\"Recharger 902HD\",'902HD-Imperial'!K98,IF($C$9=\"Contactor Field Drain C-4HD\",'C-4HD-Imperial'!F98,IF($C$9=\"Recharger 180HD\",'180HD-Imperial'!H98,0))))))))","v":" "},{"$f":"IF($C$9=\"Contactor 100HD\",'100HD-Imperial'!I98,IF($C$9=\"Recharger 150XLHD\",'150XLHD-Imperial'!I98,IF($C$9=\"Recharger 280HD\",'280HD-Imperial'!I98,IF($C$9=\"Recharger 300HD\",'300HD-Imperial'!L98,IF($C$9=\"Recharger 360HD\",'360HD-Imperial'!L98,IF($C$9=\"Recharger 902HD\",'902HD-Imperial'!L98,IF($C$9=\"Contactor Field Drain C-4HD\",'C-4HD-Imperial'!G98,IF($C$9=\"Recharger 180HD\",'180HD-Imperial'!I98,0))))))))","v":""},null,null,null,null,null,{"$f":"IF($C$9=\"Contactor 100HD\",'100HD-Imperial'!E98,IF($C$9=\"Recharger 150XLHD\",'150XLHD-Imperial'!E98,IF($C$9=\"Recharger 280HD\",'280HD-Imperial'!E98,IF($C$9=\"Recharger 300HD\",#REF!,IF($C$9=\"Recharger 360HD\",'360HD-Imperial'!H98,IF($C$9=\"Recharger 902HD\",'902HD-Imperial'!H98,IF($C$9=\"Recharger 180HD\",'180HD-Imperial'!C98,\"\")))))))","v":{"$error":"#REF!"}}]
[{"$f":"IF($C$9=\"Contactor 100HD\",'100HD-Imperial'!A99,IF($C$9=\"Recharger 150XLHD\",'150XLHD-Imperial'!A99,IF($C$9=\"Recharger 280HD\",'280HD-Imperial'!A99,IF($C$9=\"Recharger 300HD\",'300HD-Imperial'!A99,IF($C$9=\"Recharger 360HD\",'360HD-Imperial'!A99,IF($C$9=\"Recharger 902HD\",'902HD-Imperial'!A99,IF($C$9=\"Contactor Field Drain C-4HD\",'C-4HD-Imperial'!A99,IF($C$9=\"Recharger 180HD\",'180HD-Imperial'!A99,0))))))))","v":-19},{"$f":"IF($C$9=\"Contactor 100HD\",'100HD-Imperial'!D99,IF($C$9=\"Recharger 150XLHD\",'150XLHD-Imperial'!D99,IF($C$9=\"Recharger 280HD\",'280HD-Imperial'!D99,IF($C$9=\"Recharger 300HD\",'300HD-Imperial'!G99,IF($C$9=\"Recharger 360HD\",'360HD-Imperial'!G99,IF($C$9=\"Recharger 902HD\",'902HD-Imperial'!G99,IF($C$9=\"Contactor Field Drain C-4HD\",'C-4HD-Imperial'!C99,IF($C$9=\"Recharger 180HD\",'180HD-Imperial'!D99,0))))))))","v":""},{"$f":"IF($C$9=\"Contactor 100HD\",'100HD-Imperial'!F99,IF($C$9=\"Recharger 150XLHD\",'150XLHD-Imperial'!F99,IF($C$9=\"Recharger 280HD\",'280HD-Imperial'!F99,IF($C$9=\"Recharger 300HD\",'300HD-Imperial'!I99,IF($C$9=\"Recharger 360HD\",'360HD-Imperial'!I99,IF($C$9=\"Recharger 902HD\",'902HD-Imperial'!I99,IF($C$9=\"Contactor Field Drain C-4HD\",'C-4HD-Imperial'!D99,IF($C$9=\"Recharger 180HD\",'180HD-Imperial'!F99,0))))))))","v":""},{"$f":"IF($C$9=\"Contactor 100HD\",'100HD-Imperial'!G99,IF($C$9=\"Recharger 150XLHD\",'150XLHD-Imperial'!G99,IF($C$9=\"Recharger 280HD\",'280HD-Imperial'!G99,IF($C$9=\"Recharger 300HD\",'300HD-Imperial'!J99,IF($C$9=\"Recharger 360HD\",'360HD-Imperial'!J99,IF($C$9=\"Recharger 902HD\",'902HD-Imperial'!J99,IF($C$9=\"Contactor Field Drain C-4HD\",'C-4HD-Imperial'!E99,IF($C$9=\"Recharger 180HD\",'180HD-Imperial'!G99,0))))))))","v":""},{"$f":"IF($C$9=\"Contactor 100HD\",'100HD-Imperial'!H99,IF($C$9=\"Recharger 150XLHD\",'150XLHD-Imperial'!H99,IF($C$9=\"Recharger 280HD\",'280HD-Imperial'!H99,IF($C$9=\"Recharger 300HD\",'300HD-Imperial'!K99,IF($C$9=\"Recharger 360HD\",'360HD-Imperial'!K99,IF($C$9=\"Recharger 902HD\",'902HD-Imperial'!K99,IF($C$9=\"Contactor Field Drain C-4HD\",'C-4HD-Imperial'!F99,IF($C$9=\"Recharger 180HD\",'180HD-Imperial'!H99,0))))))))","v":" "},{"$f":"IF($C$9=\"Contactor 100HD\",'100HD-Imperial'!I99,IF($C$9=\"Recharger 150XLHD\",'150XLHD-Imperial'!I99,IF($C$9=\"Recharger 280HD\",'280HD-Imperial'!I99,IF($C$9=\"Recharger 300HD\",'300HD-Imperial'!L99,IF($C$9=\"Recharger 360HD\",'360HD-Imperial'!L99,IF($C$9=\"Recharger 902HD\",'902HD-Imperial'!L99,IF($C$9=\"Contactor Field Drain C-4HD\",'C-4HD-Imperial'!G99,IF($C$9=\"Recharger 180HD\",'180HD-Imperial'!I99,0))))))))","v":""},null,null,null,null,null,{"$f":"IF($C$9=\"Contactor 100HD\",'100HD-Imperial'!E99,IF($C$9=\"Recharger 150XLHD\",'150XLHD-Imperial'!E99,IF($C$9=\"Recharger 280HD\",'280HD-Imperial'!E99,IF($C$9=\"Recharger 300HD\",#REF!,IF($C$9=\"Recharger 360HD\",'360HD-Imperial'!H99,IF($C$9=\"Recharger 902HD\",'902HD-Imperial'!H99,IF($C$9=\"Recharger 180HD\",'180HD-Imperial'!C99,\"\")))))))","v":{"$error":"#REF!"}}]
[{"$f":"IF($C$9=\"Contactor 100HD\",'100HD-Imperial'!A100,IF($C$9=\"Recharger 150XLHD\",'150XLHD-Imperial'!A100,IF($C$9=\"Recharger 280HD\",'280HD-Imperial'!A100,IF($C$9=\"Recharger 300HD\",'300HD-Imperial'!A100,IF($C$9=\"Recharger 360HD\",'360HD-Imperial'!A100,IF($C$9=\"Recharger 902HD\",'902HD-Imperial'!A100,IF($C$9=\"Contactor Field Drain C-4HD\",'C-4HD-Imperial'!A100,IF($C$9=\"Recharger 180HD\",'180HD-Imperial'!A100,0))))))))","v":-20},{"$f":"IF($C$9=\"Contactor 100HD\",'100HD-Imperial'!D100,IF($C$9=\"Recharger 150XLHD\",'150XLHD-Imperial'!D100,IF($C$9=\"Recharger 280HD\",'280HD-Imperial'!D100,IF($C$9=\"Recharger 300HD\",'300HD-Imperial'!G100,IF($C$9=\"Recharger 360HD\",'360HD-Imperial'!G100,IF($C$9=\"Recharger 902HD\",'902HD-Imperial'!G100,IF($C$9=\"Contactor Field Drain C-4HD\",'C-4HD-Imperial'!C100,IF($C$9=\"Recharger 180HD\",'180HD-Imperial'!D100,0))))))))","v":""},{"$f":"IF($C$9=\"Contactor 100HD\",'100HD-Imperial'!F100,IF($C$9=\"Recharger 150XLHD\",'150XLHD-Imperial'!F100,IF($C$9=\"Recharger 280HD\",'280HD-Imperial'!F100,IF($C$9=\"Recharger 300HD\",'300HD-Imperial'!I100,IF($C$9=\"Recharger 360HD\",'360HD-Imperial'!I100,IF($C$9=\"Recharger 902HD\",'902HD-Imperial'!I100,IF($C$9=\"Contactor Field Drain C-4HD\",'C-4HD-Imperial'!D100,IF($C$9=\"Recharger 180HD\",'180HD-Imperial'!F100,0))))))))","v":""},{"$f":"IF($C$9=\"Contactor 100HD\",'100HD-Imperial'!G100,IF($C$9=\"Recharger 150XLHD\",'150XLHD-Imperial'!G100,IF($C$9=\"Recharger 280HD\",'280HD-Imperial'!G100,IF($C$9=\"Recharger 300HD\",'300HD-Imperial'!J100,IF($C$9=\"Recharger 360HD\",'360HD-Imperial'!J100,IF($C$9=\"Recharger 902HD\",'902HD-Imperial'!J100,IF($C$9=\"Contactor Field Drain C-4HD\",'C-4HD-Imperial'!E100,IF($C$9=\"Recharger 180HD\",'180HD-Imperial'!G100,0))))))))","v":""},{"$f":"IF($C$9=\"Contactor 100HD\",'100HD-Imperial'!H100,IF($C$9=\"Recharger 150XLHD\",'150XLHD-Imperial'!H100,IF($C$9=\"Recharger 280HD\",'280HD-Imperial'!H100,IF($C$9=\"Recharger 300HD\",'300HD-Imperial'!K100,IF($C$9=\"Recharger 360HD\",'360HD-Imperial'!K100,IF($C$9=\"Recharger 902HD\",'902HD-Imperial'!K100,IF($C$9=\"Contactor Field Drain C-4HD\",'C-4HD-Imperial'!F100,IF($C$9=\"Recharger 180HD\",'180HD-Imperial'!H100,0))))))))","v":" "},{"$f":"IF($C$9=\"Contactor 100HD\",'100HD-Imperial'!I100,IF($C$9=\"Recharger 150XLHD\",'150XLHD-Imperial'!I100,IF($C$9=\"Recharger 280HD\",'280HD-Imperial'!I100,IF($C$9=\"Recharger 300HD\",'300HD-Imperial'!L100,IF($C$9=\"Recharger 360HD\",'360HD-Imperial'!L100,IF($C$9=\"Recharger 902HD\",'902HD-Imperial'!L100,IF($C$9=\"Contactor Field Drain C-4HD\",'C-4HD-Imperial'!G100,IF($C$9=\"Recharger 180HD\",'180HD-Imperial'!I100,0))))))))","v":""},null,null,null,null,null,{"$f":"IF($C$9=\"Contactor 100HD\",'100HD-Imperial'!E100,IF($C$9=\"Recharger 150XLHD\",'150XLHD-Imperial'!E100,IF($C$9=\"Recharger 280HD\",'280HD-Imperial'!E100,IF($C$9=\"Recharger 300HD\",#REF!,IF($C$9=\"Recharger 360HD\",'360HD-Imperial'!H100,IF($C$9=\"Recharger 902HD\",'902HD-Imperial'!H100,IF($C$9=\"Recharger 180HD\",'180HD-Imperial'!C100,\"\")))))))","v":{"$error":"#REF!"}}]
[{"$f":"IF($C$9=\"Contactor 100HD\",'100HD-Imperial'!A101,IF($C$9=\"Recharger 150XLHD\",'150XLHD-Imperial'!A101,IF($C$9=\"Recharger 280HD\",'280HD-Imperial'!A101,IF($C$9=\"Recharger 300HD\",'300HD-Imperial'!A101,IF($C$9=\"Recharger 360HD\",'360HD-Imperial'!A101,IF($C$9=\"Recharger 902HD\",'902HD-Imperial'!A101,IF($C$9=\"Contactor Field Drain C-4HD\",'C-4HD-Imperial'!A101,IF($C$9=\"Recharger 180HD\",'180HD-Imperial'!A101,0))))))))","v":-21},{"$f":"IF($C$9=\"Contactor 100HD\",'100HD-Imperial'!D101,IF($C$9=\"Recharger 150XLHD\",'150XLHD-Imperial'!D101,IF($C$9=\"Recharger 280HD\",'280HD-Imperial'!D101,IF($C$9=\"Recharger 300HD\",'300HD-Imperial'!G101,IF($C$9=\"Recharger 360HD\",'360HD-Imperial'!G101,IF($C$9=\"Recharger 902HD\",'902HD-Imperial'!G101,IF($C$9=\"Contactor Field Drain C-4HD\",'C-4HD-Imperial'!C101,IF($C$9=\"Recharger 180HD\",'180HD-Imperial'!D101,0))))))))","v":""},{"$f":"IF($C$9=\"Contactor 100HD\",'100HD-Imperial'!F101,IF($C$9=\"Recharger 150XLHD\",'150XLHD-Imperial'!F101,IF($C$9=\"Recharger 280HD\",'280HD-Imperial'!F101,IF($C$9=\"Recharger 300HD\",'300HD-Imperial'!I101,IF($C$9=\"Recharger 360HD\",'360HD-Imperial'!I101,IF($C$9=\"Recharger 902HD\",'902HD-Imperial'!I101,IF($C$9=\"Contactor Field Drain C-4HD\",'C-4HD-Imperial'!D101,IF($C$9=\"Recharger 180HD\",'180HD-Imperial'!F101,0))))))))","v":""},{"$f":"IF($C$9=\"Contactor 100HD\",'100HD-Imperial'!G101,IF($C$9=\"Recharger 150XLHD\",'150XLHD-Imperial'!G101,IF($C$9=\"Recharger 280HD\",'280HD-Imperial'!G101,IF($C$9=\"Recharger 300HD\",'300HD-Imperial'!J101,IF($C$9=\"Recharger 360HD\",'360HD-Imperial'!J101,IF($C$9=\"Recharger 902HD\",'902HD-Imperial'!J101,IF($C$9=\"Contactor Field Drain C-4HD\",'C-4HD-Imperial'!E101,IF($C$9=\"Recharger 180HD\",'180HD-Imperial'!G101,0))))))))","v":""},{"$f":"IF($C$9=\"Contactor 100HD\",'100HD-Imperial'!H101,IF($C$9=\"Recharger 150XLHD\",'150XLHD-Imperial'!H101,IF($C$9=\"Recharger 280HD\",'280HD-Imperial'!H101,IF($C$9=\"Recharger 300HD\",'300HD-Imperial'!K101,IF($C$9=\"Recharger 360HD\",'360HD-Imperial'!K101,IF($C$9=\"Recharger 902HD\",'902HD-Imperial'!K101,IF($C$9=\"Contactor Field Drain C-4HD\",'C-4HD-Imperial'!F101,IF($C$9=\"Recharger 180HD\",'180HD-Imperial'!H101,0))))))))","v":" "},{"$f":"IF($C$9=\"Contactor 100HD\",'100HD-Imperial'!I101,IF($C$9=\"Recharger 150XLHD\",'150XLHD-Imperial'!I101,IF($C$9=\"Recharger 280HD\",'280HD-Imperial'!I101,IF($C$9=\"Recharger 300HD\",'300HD-Imperial'!L101,IF($C$9=\"Recharger 360HD\",'360HD-Imperial'!L101,IF($C$9=\"Recharger 902HD\",'902HD-Imperial'!L101,IF($C$9=\"Contactor Field Drain C-4HD\",'C-4HD-Imperial'!G101,IF($C$9=\"Recharger 180HD\",'180HD-Imperial'!I101,0))))))))","v":""},null,null,null,null,null,{"$f":"IF($C$9=\"Contactor 100HD\",'100HD-Imperial'!E101,IF($C$9=\"Recharger 150XLHD\",'150XLHD-Imperial'!E101,IF($C$9=\"Recharger 280HD\",'280HD-Imperial'!E101,IF($C$9=\"Recharger 300HD\",#REF!,IF($C$9=\"Recharger 360HD\",'360HD-Imperial'!H101,IF($C$9=\"Recharger 902HD\",'902HD-Imperial'!H101,IF($C$9=\"Recharger 180HD\",'180HD-Imperial'!C101,\"\")))))))","v":{"$error":"#REF!"}}]
[{"$f":"IF($C$9=\"Contactor 100HD\",'100HD-Imperial'!A102,IF($C$9=\"Recharger 150XLHD\",'150XLHD-Imperial'!A102,IF($C$9=\"Recharger 280HD\",'280HD-Imperial'!A102,IF($C$9=\"Recharger 300HD\",'300HD-Imperial'!A102,IF($C$9=\"Recharger 360HD\",'360HD-Imperial'!A102,IF($C$9=\"Recharger 902HD\",'902HD-Imperial'!A102,IF($C$9=\"Contactor Field Drain C-4HD\",'C-4HD-Imperial'!A102,IF($C$9=\"Recharger 180HD\",'180HD-Imperial'!A102,0))))))))","v":-22},{"$f":"IF($C$9=\"Contactor 100HD\",'100HD-Imperial'!D102,IF($C$9=\"Recharger 150XLHD\",'150XLHD-Imperial'!D102,IF($C$9=\"Recharger 280HD\",'280HD-Imperial'!D102,IF($C$9=\"Recharger 300HD\",'300HD-Imperial'!G102,IF($C$9=\"Recharger 360HD\",'360HD-Imperial'!G102,IF($C$9=\"Recharger 902HD\",'902HD-Imperial'!G102,IF($C$9=\"Contactor Field Drain C-4HD\",'C-4HD-Imperial'!C102,IF($C$9=\"Recharger 180HD\",'180HD-Imperial'!D102,0))))))))","v":""},{"$f":"IF($C$9=\"Contactor 100HD\",'100HD-Imperial'!F102,IF($C$9=\"Recharger 150XLHD\",'150XLHD-Imperial'!F102,IF($C$9=\"Recharger 280HD\",'280HD-Imperial'!F102,IF($C$9=\"Recharger 300HD\",'300HD-Imperial'!I102,IF($C$9=\"Recharger 360HD\",'360HD-Imperial'!I102,IF($C$9=\"Recharger 902HD\",'902HD-Imperial'!I102,IF($C$9=\"Contactor Field Drain C-4HD\",'C-4HD-Imperial'!D102,IF($C$9=\"Recharger 180HD\",'180HD-Imperial'!F102,0))))))))","v":""},{"$f":"IF($C$9=\"Contactor 100HD\",'100HD-Imperial'!G102,IF($C$9=\"Recharger 150XLHD\",'150XLHD-Imperial'!G102,IF($C$9=\"Recharger 280HD\",'280HD-Imperial'!G102,IF($C$9=\"Recharger 300HD\",'300HD-Imperial'!J102,IF($C$9=\"Recharger 360HD\",'360HD-Imperial'!J102,IF($C$9=\"Recharger 902HD\",'902HD-Imperial'!J102,IF($C$9=\"Contactor Field Drain C-4HD\",'C-4HD-Imperial'!E102,IF($C$9=\"Recharger 180HD\",'180HD-Imperial'!G102,0))))))))","v":""},{"$f":"IF($C$9=\"Contactor 100HD\",'100HD-Imperial'!H102,IF($C$9=\"Recharger 150XLHD\",'150XLHD-Imperial'!H102,IF($C$9=\"Recharger 280HD\",'280HD-Imperial'!H102,IF($C$9=\"Recharger 300HD\",'300HD-Imperial'!K102,IF($C$9=\"Recharger 360HD\",'360HD-Imperial'!K102,IF($C$9=\"Recharger 902HD\",'902HD-Imperial'!K102,IF($C$9=\"Contactor Field Drain C-4HD\",'C-4HD-Imperial'!F102,IF($C$9=\"Recharger 180HD\",'180HD-Imperial'!H102,0))))))))","v":" "},{"$f":"IF($C$9=\"Contactor 100HD\",'100HD-Imperial'!I102,IF($C$9=\"Recharger 150XLHD\",'150XLHD-Imperial'!I102,IF($C$9=\"Recharger 280HD\",'280HD-Imperial'!I102,IF($C$9=\"Recharger 300HD\",'300HD-Imperial'!L102,IF($C$9=\"Recharger 360HD\",'360HD-Imperial'!L102,IF($C$9=\"Recharger 902HD\",'902HD-Imperial'!L102,IF($C$9=\"Contactor Field Drain C-4HD\",'C-4HD-Imperial'!G102,IF($C$9=\"Recharger 180HD\",'180HD-Imperial'!I102,0))))))))","v":""},null,null,null,null,null,{"$f":"IF($C$9=\"Contactor 100HD\",'100HD-Imperial'!E102,IF($C$9=\"Recharger 150XLHD\",'150XLHD-Imperial'!E102,IF($C$9=\"Recharger 280HD\",'280HD-Imperial'!E102,IF($C$9=\"Recharger 300HD\",#REF!,IF($C$9=\"Recharger 360HD\",'360HD-Imperial'!H102,IF($C$9=\"Recharger 902HD\",'902HD-Imperial'!H102,IF($C$9=\"Recharger 180HD\",'180HD-Imperial'!C102,\"\")))))))","v":{"$error":"#REF!"}}]
[{"$f":"IF($C$9=\"Contactor 100HD\",'100HD-Imperial'!A103,IF($C$9=\"Recharger 150XLHD\",'150XLHD-Imperial'!A103,IF($C$9=\"Recharger 280HD\",'280HD-Imperial'!A103,IF($C$9=\"Recharger 300HD\",'300HD-Imperial'!A103,IF($C$9=\"Recharger 360HD\",'360HD-Imperial'!A103,IF($C$9=\"Recharger 902HD\",'902HD-Imperial'!A103,IF($C$9=\"Contactor Field Drain C-4HD\",'C-4HD-Imperial'!A103,IF($C$9=\"Recharger 180HD\",'180HD-Imperial'!A103,0))))))))","v":-23},{"$f":"IF($C$9=\"Contactor 100HD\",'100HD-Imperial'!D103,IF($C$9=\"Recharger 150XLHD\",'150XLHD-Imperial'!D103,IF($C$9=\"Recharger 280HD\",'280HD-Imperial'!D103,IF($C$9=\"Recharger 300HD\",'300HD-Imperial'!G103,IF($C$9=\"Recharger 360HD\",'360HD-Imperial'!G103,IF($C$9=\"Recharger 902HD\",'902HD-Imperial'!G103,IF($C$9=\"Contactor Field Drain C-4HD\",'C-4HD-Imperial'!C103,IF($C$9=\"Recharger 180HD\",'180HD-Imperial'!D103,0))))))))","v":""},{"$f":"IF($C$9=\"Contactor 100HD\",'100HD-Imperial'!F103,IF($C$9=\"Recharger 150XLHD\",'150XLHD-Imperial'!F103,IF($C$9=\"Recharger 280HD\",'280HD-Imperial'!F103,IF($C$9=\"Recharger 300HD\",'300HD-Imperial'!I103,IF($C$9=\"Recharger 360HD\",'360HD-Imperial'!I103,IF($C$9=\"Recharger 902HD\",'902HD-Imperial'!I103,IF($C$9=\"Contactor Field Drain C-4HD\",'C-4HD-Imperial'!D103,IF($C$9=\"Recharger 180HD\",'180HD-Imperial'!F103,0))))))))","v":""},{"$f":"IF($C$9=\"Contactor 100HD\",'100HD-Imperial'!G103,IF($C$9=\"Recharger 150XLHD\",'150XLHD-Imperial'!G103,IF($C$9=\"Recharger 280HD\",'280HD-Imperial'!G103,IF($C$9=\"Recharger 300HD\",'300HD-Imperial'!J103,IF($C$9=\"Recharger 360HD\",'360HD-Imperial'!J103,IF($C$9=\"Recharger 902HD\",'902HD-Imperial'!J103,IF($C$9=\"Contactor Field Drain C-4HD\",'C-4HD-Imperial'!E103,IF($C$9=\"Recharger 180HD\",'180HD-Imperial'!G103,0))))))))","v":""},{"$f":"IF($C$9=\"Contactor 100HD\",'100HD-Imperial'!H103,IF($C$9=\"Recharger 150XLHD\",'150XLHD-Imperial'!H103,IF($C$9=\"Recharger 280HD\",'280HD-Imperial'!H103,IF($C$9=\"Recharger 300HD\",'300HD-Imperial'!K103,IF($C$9=\"Recharger 360HD\",'360HD-Imperial'!K103,IF($C$9=\"Recharger 902HD\",'902HD-Imperial'!K103,IF($C$9=\"Contactor Field Drain C-4HD\",'C-4HD-Imperial'!F103,IF($C$9=\"Recharger 180HD\",'180HD-Imperial'!H103,0))))))))","v":" "},{"$f":"IF($C$9=\"Contactor 100HD\",'100HD-Imperial'!I103,IF($C$9=\"Recharger 150XLHD\",'150XLHD-Imperial'!I103,IF($C$9=\"Recharger 280HD\",'280HD-Imperial'!I103,IF($C$9=\"Recharger 300HD\",'300HD-Imperial'!L103,IF($C$9=\"Recharger 360HD\",'360HD-Imperial'!L103,IF($C$9=\"Recharger 902HD\",'902HD-Imperial'!L103,IF($C$9=\"Contactor Field Drain C-4HD\",'C-4HD-Imperial'!G103,IF($C$9=\"Recharger 180HD\",'180HD-Imperial'!I103,0))))))))","v":""},null,null,null,null,null,{"$f":"IF($C$9=\"Contactor 100HD\",'100HD-Imperial'!E103,IF($C$9=\"Recharger 150XLHD\",'150XLHD-Imperial'!E103,IF($C$9=\"Recharger 280HD\",'280HD-Imperial'!E103,IF($C$9=\"Recharger 300HD\",#REF!,IF($C$9=\"Recharger 360HD\",'360HD-Imperial'!H103,IF($C$9=\"Recharger 902HD\",'902HD-Imperial'!H103,IF($C$9=\"Recharger 180HD\",'180HD-Imperial'!C103,\"\")))))))","v":{"$error":"#REF!"}}]
[{"$f":"IF($C$9=\"Contactor 100HD\",'100HD-Imperial'!A104,IF($C$9=\"Recharger 150XLHD\",'150XLHD-Imperial'!A104,IF($C$9=\"Recharger 280HD\",'280HD-Imperial'!A104,IF($C$9=\"Recharger 300HD\",'300HD-Imperial'!A104,IF($C$9=\"Recharger 360HD\",'360HD-Imperial'!A104,IF($C$9=\"Recharger 902HD\",'902HD-Imperial'!A104,IF($C$9=\"Contactor Field Drain C-4HD\",'C-4HD-Imperial'!A104,IF($C$9=\"Recharger 180HD\",'180HD-Imperial'!A104,0))))))))","v":-24},{"$f":"IF($C$9=\"Contactor 100HD\",'100HD-Imperial'!D104,IF($C$9=\"Recharger 150XLHD\",'150XLHD-Imperial'!D104,IF($C$9=\"Recharger 280HD\",'280HD-Imperial'!D104,IF($C$9=\"Recharger 300HD\",'300HD-Imperial'!G104,IF($C$9=\"Recharger 360HD\",'360HD-Imperial'!G104,IF($C$9=\"Recharger 902HD\",'902HD-Imperial'!G104,IF($C$9=\"Contactor Field Drain C-4HD\",'C-4HD-Imperial'!C104,IF($C$9=\"Recharger 180HD\",'180HD-Imperial'!D104,0))))))))","v":""},{"$f":"IF($C$9=\"Contactor 100HD\",'100HD-Imperial'!F104,IF($C$9=\"Recharger 150XLHD\",'150XLHD-Imperial'!F104,IF($C$9=\"Recharger 280HD\",'280HD-Imperial'!F104,IF($C$9=\"Recharger 300HD\",'300HD-Imperial'!I104,IF($C$9=\"Recharger 360HD\",'360HD-Imperial'!I104,IF($C$9=\"Recharger 902HD\",'902HD-Imperial'!I104,IF($C$9=\"Contactor Field Drain C-4HD\",'C-4HD-Imperial'!D104,IF($C$9=\"Recharger 180HD\",'180HD-Imperial'!F104,0))))))))","v":""},{"$f":"IF($C$9=\"Contactor 100HD\",'100HD-Imperial'!G104,IF($C$9=\"Recharger 150XLHD\",'150XLHD-Imperial'!G104,IF($C$9=\"Recharger 280HD\",'280HD-Imperial'!G104,IF($C$9=\"Recharger 300HD\",'300HD-Imperial'!J104,IF($C$9=\"Recharger 360HD\",'360HD-Imperial'!J104,IF($C$9=\"Recharger 902HD\",'902HD-Imperial'!J104,IF($C$9=\"Contactor Field Drain C-4HD\",'C-4HD-Imperial'!E104,IF($C$9=\"Recharger 180HD\",'180HD-Imperial'!G104,0))))))))","v":""},{"$f":"IF($C$9=\"Contactor 100HD\",'100HD-Imperial'!H104,IF($C$9=\"Recharger 150XLHD\",'150XLHD-Imperial'!H104,IF($C$9=\"Recharger 280HD\",'280HD-Imperial'!H104,IF($C$9=\"Recharger 300HD\",'300HD-Imperial'!K104,IF($C$9=\"Recharger 360HD\",'360HD-Imperial'!K104,IF($C$9=\"Recharger 902HD\",'902HD-Imperial'!K104,IF($C$9=\"Contactor Field Drain C-4HD\",'C-4HD-Imperial'!F104,IF($C$9=\"Recharger 180HD\",'180HD-Imperial'!H104,0))))))))","v":" "},{"$f":"IF($C$9=\"Contactor 100HD\",'100HD-Imperial'!I104,IF($C$9=\"Recharger 150XLHD\",'150XLHD-Imperial'!I104,IF($C$9=\"Recharger 280HD\",'280HD-Imperial'!I104,IF($C$9=\"Recharger 300HD\",'300HD-Imperial'!L104,IF($C$9=\"Recharger 360HD\",'360HD-Imperial'!L104,IF($C$9=\"Recharger 902HD\",'902HD-Imperial'!L104,IF($C$9=\"Contactor Field Drain C-4HD\",'C-4HD-Imperial'!G104,IF($C$9=\"Recharger 180HD\",'180HD-Imperial'!I104,0))))))))","v":""},null,null,null,null,null,{"$f":"IF($C$9=\"Contactor 100HD\",'100HD-Imperial'!E104,IF($C$9=\"Recharger 150XLHD\",'150XLHD-Imperial'!E104,IF($C$9=\"Recharger 280HD\",'280HD-Imperial'!E104,IF($C$9=\"Recharger 300HD\",#REF!,IF($C$9=\"Recharger 360HD\",'360HD-Imperial'!H104,IF($C$9=\"Recharger 902HD\",'902HD-Imperial'!H104,IF($C$9=\"Recharger 180HD\",'180HD-Imperial'!C104,\"\")))))))","v":{"$error":"#REF!"}}]
[{"$f":"IF($C$9=\"Contactor 100HD\",'100HD-Imperial'!A105,IF($C$9=\"Recharger 150XLHD\",'150XLHD-Imperial'!A105,IF($C$9=\"Recharger 280HD\",'280HD-Imperial'!A105,IF($C$9=\"Recharger 300HD\",'300HD-Imperial'!A105,IF($C$9=\"Recharger 360HD\",'360HD-Imperial'!A105,IF($C$9=\"Recharger 902HD\",'902HD-Imperial'!A105,IF($C$9=\"Contactor Field Drain C-4HD\",'C-4HD-Imperial'!A105,IF($C$9=\"Recharger 180HD\",'180HD-Imperial'!A105,0))))))))","v":-25},{"$f":"IF($C$9=\"Contactor 100HD\",'100HD-Imperial'!D105,IF($C$9=\"Recharger 150XLHD\",'150XLHD-Imperial'!D105,IF($C$9=\"Recharger 280HD\",'280HD-Imperial'!D105,IF($C$9=\"Recharger 300HD\",'300HD-Imperial'!G105,IF($C$9=\"Recharger 360HD\",'360HD-Imperial'!G105,IF($C$9=\"Recharger 902HD\",'902HD-Imperial'!G105,IF($C$9=\"Contactor Field Drain C-4HD\",'C-4HD-Imperial'!C105,IF($C$9=\"Recharger 180HD\",'180HD-Imperial'!D105,0))))))))","v":""},{"$f":"IF($C$9=\"Contactor 100HD\",'100HD-Imperial'!F105,IF($C$9=\"Recharger 150XLHD\",'150XLHD-Imperial'!F105,IF($C$9=\"Recharger 280HD\",'280HD-Imperial'!F105,IF($C$9=\"Recharger 300HD\",'300HD-Imperial'!I105,IF($C$9=\"Recharger 360HD\",'360HD-Imperial'!I105,IF($C$9=\"Recharger 902HD\",'902HD-Imperial'!I105,IF($C$9=\"Contactor Field Drain C-4HD\",'C-4HD-Imperial'!D105,IF($C$9=\"Recharger 180HD\",'180HD-Imperial'!F105,0))))))))","v":""},{"$f":"IF($C$9=\"Contactor 100HD\",'100HD-Imperial'!G105,IF($C$9=\"Recharger 150XLHD\",'150XLHD-Imperial'!G105,IF($C$9=\"Recharger 280HD\",'280HD-Imperial'!G105,IF($C$9=\"Recharger 300HD\",'300HD-Imperial'!J105,IF($C$9=\"Recharger 360HD\",'360HD-Imperial'!J105,IF($C$9=\"Recharger 902HD\",'902HD-Imperial'!J105,IF($C$9=\"Contactor Field Drain C-4HD\",'C-4HD-Imperial'!E105,IF($C$9=\"Recharger 180HD\",'180HD-Imperial'!G105,0))))))))","v":""},{"$f":"IF($C$9=\"Contactor 100HD\",'100HD-Imperial'!H105,IF($C$9=\"Recharger 150XLHD\",'150XLHD-Imperial'!H105,IF($C$9=\"Recharger 280HD\",'280HD-Imperial'!H105,IF($C$9=\"Recharger 300HD\",'300HD-Imperial'!K105,IF($C$9=\"Recharger 360HD\",'360HD-Imperial'!K105,IF($C$9=\"Recharger 902HD\",'902HD-Imperial'!K105,IF($C$9=\"Contactor Field Drain C-4HD\",'C-4HD-Imperial'!F105,IF($C$9=\"Recharger 180HD\",'180HD-Imperial'!H105,0))))))))","v":" "},{"$f":"IF($C$9=\"Contactor 100HD\",'100HD-Imperial'!I105,IF($C$9=\"Recharger 150XLHD\",'150XLHD-Imperial'!I105,IF($C$9=\"Recharger 280HD\",'280HD-Imperial'!I105,IF($C$9=\"Recharger 300HD\",'300HD-Imperial'!L105,IF($C$9=\"Recharger 360HD\",'360HD-Imperial'!L105,IF($C$9=\"Recharger 902HD\",'902HD-Imperial'!L105,IF($C$9=\"Contactor Field Drain C-4HD\",'C-4HD-Imperial'!G105,IF($C$9=\"Recharger 180HD\",'180HD-Imperial'!I105,0))))))))","v":""},null,null,null,null,null,{"$f":"IF($C$9=\"Contactor 100HD\",'100HD-Imperial'!E105,IF($C$9=\"Recharger 150XLHD\",'150XLHD-Imperial'!E105,IF($C$9=\"Recharger 280HD\",'280HD-Imperial'!E105,IF($C$9=\"Recharger 300HD\",#REF!,IF($C$9=\"Recharger 360HD\",'360HD-Imperial'!H105,IF($C$9=\"Recharger 902HD\",'902HD-Imperial'!H105,IF($C$9=\"Recharger 180HD\",'180HD-Imperial'!C105,\"\")))))))","v":{"$error":"#REF!"}}]
[{"$f":"IF($C$9=\"Contactor 100HD\",'100HD-Imperial'!A106,IF($C$9=\"Recharger 150XLHD\",'150XLHD-Imperial'!A106,IF($C$9=\"Recharger 280HD\",'280HD-Imperial'!A106,IF($C$9=\"Recharger 300HD\",'300HD-Imperial'!A106,IF($C$9=\"Recharger 360HD\",'360HD-Imperial'!A106,IF($C$9=\"Recharger 902HD\",'902HD-Imperial'!A106,IF($C$9=\"Contactor Field Drain C-4HD\",'C-4HD-Imperial'!A106,IF($C$9=\"Recharger 180HD\",'180HD-Imperial'!A106,0))))))))","v":-26},{"$f":"IF($C$9=\"Contactor 100HD\",'100HD-Imperial'!D106,IF($C$9=\"Recharger 150XLHD\",'150XLHD-Imperial'!D106,IF($C$9=\"Recharger 280HD\",'280HD-Imperial'!D106,IF($C$9=\"Recharger 300HD\",'300HD-Imperial'!G106,IF($C$9=\"Recharger 360HD\",'360HD-Imperial'!G106,IF($C$9=\"Recharger 902HD\",'902HD-Imperial'!G106,IF($C$9=\"Contactor Field Drain C-4HD\",'C-4HD-Imperial'!C106,IF($C$9=\"Recharger 180HD\",'180HD-Imperial'!D106,0))))))))","v":""},{"$f":"IF($C$9=\"Contactor 100HD\",'100HD-Imperial'!F106,IF($C$9=\"Recharger 150XLHD\",'150XLHD-Imperial'!F106,IF($C$9=\"Recharger 280HD\",'280HD-Imperial'!F106,IF($C$9=\"Recharger 300HD\",'300HD-Imperial'!I106,IF($C$9=\"Recharger 360HD\",'360HD-Imperial'!I106,IF($C$9=\"Recharger 902HD\",'902HD-Imperial'!I106,IF($C$9=\"Contactor Field Drain C-4HD\",'C-4HD-Imperial'!D106,IF($C$9=\"Recharger 180HD\",'180HD-Imperial'!F106,0))))))))","v":""},{"$f":"IF($C$9=\"Contactor 100HD\",'100HD-Imperial'!G106,IF($C$9=\"Recharger 150XLHD\",'150XLHD-Imperial'!G106,IF($C$9=\"Recharger 280HD\",'280HD-Imperial'!G106,IF($C$9=\"Recharger 300HD\",'300HD-Imperial'!J106,IF($C$9=\"Recharger 360HD\",'360HD-Imperial'!J106,IF($C$9=\"Recharger 902HD\",'902HD-Imperial'!J106,IF($C$9=\"Contactor Field Drain C-4HD\",'C-4HD-Imperial'!E106,IF($C$9=\"Recharger 180HD\",'180HD-Imperial'!G106,0))))))))","v":""},{"$f":"IF($C$9=\"Contactor 100HD\",'100HD-Imperial'!H106,IF($C$9=\"Recharger 150XLHD\",'150XLHD-Imperial'!H106,IF($C$9=\"Recharger 280HD\",'280HD-Imperial'!H106,IF($C$9=\"Recharger 300HD\",'300HD-Imperial'!K106,IF($C$9=\"Recharger 360HD\",'360HD-Imperial'!K106,IF($C$9=\"Recharger 902HD\",'902HD-Imperial'!K106,IF($C$9=\"Contactor Field Drain C-4HD\",'C-4HD-Imperial'!F106,IF($C$9=\"Recharger 180HD\",'180HD-Imperial'!H106,0))))))))","v":" "},{"$f":"IF($C$9=\"Contactor 100HD\",'100HD-Imperial'!I106,IF($C$9=\"Recharger 150XLHD\",'150XLHD-Imperial'!I106,IF($C$9=\"Recharger 280HD\",'280HD-Imperial'!I106,IF($C$9=\"Recharger 300HD\",'300HD-Imperial'!L106,IF($C$9=\"Recharger 360HD\",'360HD-Imperial'!L106,IF($C$9=\"Recharger 902HD\",'902HD-Imperial'!L106,IF($C$9=\"Contactor Field Drain C-4HD\",'C-4HD-Imperial'!G106,IF($C$9=\"Recharger 180HD\",'180HD-Imperial'!I106,0))))))))","v":""},null,null,null,null,null,{"$f":"IF($C$9=\"Contactor 100HD\",'100HD-Imperial'!E106,IF($C$9=\"Recharger 150XLHD\",'150XLHD-Imperial'!E106,IF($C$9=\"Recharger 280HD\",'280HD-Imperial'!E106,IF($C$9=\"Recharger 300HD\",#REF!,IF($C$9=\"Recharger 360HD\",'360HD-Imperial'!H106,IF($C$9=\"Recharger 902HD\",'902HD-Imperial'!H106,IF($C$9=\"Recharger 180HD\",'180HD-Imperial'!C106,\"\")))))))","v":{"$error":"#REF!"}}]
[{"$f":"IF($C$9=\"Contactor 100HD\",'100HD-Imperial'!A107,IF($C$9=\"Recharger 150XLHD\",'150XLHD-Imperial'!A107,IF($C$9=\"Recharger 280HD\",'280HD-Imperial'!A107,IF($C$9=\"Recharger 300HD\",'300HD-Imperial'!A107,IF($C$9=\"Recharger 360HD\",'360HD-Imperial'!A107,IF($C$9=\"Recharger 902HD\",'902HD-Imperial'!A107,IF($C$9=\"Contactor Field Drain C-4HD\",'C-4HD-Imperial'!A107,IF($C$9=\"Recharger 180HD\",'180HD-Imperial'!A107,0))))))))","v":-27},{"$f":"IF($C$9=\"Contactor 100HD\",'100HD-Imperial'!D107,IF($C$9=\"Recharger 150XLHD\",'150XLHD-Imperial'!D107,IF($C$9=\"Recharger 280HD\",'280HD-Imperial'!D107,IF($C$9=\"Recharger 300HD\",'300HD-Imperial'!G107,IF($C$9=\"Recharger 360HD\",'360HD-Imperial'!G107,IF($C$9=\"Recharger 902HD\",'902HD-Imperial'!G107,IF($C$9=\"Contactor Field Drain C-4HD\",'C-4HD-Imperial'!C107,IF($C$9=\"Recharger 180HD\",'180HD-Imperial'!D107,0))))))))","v":""},{"$f":"IF($C$9=\"Contactor 100HD\",'100HD-Imperial'!F107,IF($C$9=\"Recharger 150XLHD\",'150XLHD-Imperial'!F107,IF($C$9=\"Recharger 280HD\",'280HD-Imperial'!F107,IF($C$9=\"Recharger 300HD\",'300HD-Imperial'!I107,IF($C$9=\"Recharger 360HD\",'360HD-Imperial'!I107,IF($C$9=\"Recharger 902HD\",'902HD-Imperial'!I107,IF($C$9=\"Contactor Field Drain C-4HD\",'C-4HD-Imperial'!D107,IF($C$9=\"Recharger 180HD\",'180HD-Imperial'!F107,0))))))))","v":""},{"$f":"IF($C$9=\"Contactor 100HD\",'100HD-Imperial'!G107,IF($C$9=\"Recharger 150XLHD\",'150XLHD-Imperial'!G107,IF($C$9=\"Recharger 280HD\",'280HD-Imperial'!G107,IF($C$9=\"Recharger 300HD\",'300HD-Imperial'!J107,IF($C$9=\"Recharger 360HD\",'360HD-Imperial'!J107,IF($C$9=\"Recharger 902HD\",'902HD-Imperial'!J107,IF($C$9=\"Contactor Field Drain C-4HD\",'C-4HD-Imperial'!E107,IF($C$9=\"Recharger 180HD\",'180HD-Imperial'!G107,0))))))))","v":""},{"$f":"IF($C$9=\"Contactor 100HD\",'100HD-Imperial'!H107,IF($C$9=\"Recharger 150XLHD\",'150XLHD-Imperial'!H107,IF($C$9=\"Recharger 280HD\",'280HD-Imperial'!H107,IF($C$9=\"Recharger 300HD\",'300HD-Imperial'!K107,IF($C$9=\"Recharger 360HD\",'360HD-Imperial'!K107,IF($C$9=\"Recharger 902HD\",'902HD-Imperial'!K107,IF($C$9=\"Contactor Field Drain C-4HD\",'C-4HD-Imperial'!F107,IF($C$9=\"Recharger 180HD\",'180HD-Imperial'!H107,0))))))))","v":" "},{"$f":"IF($C$9=\"Contactor 100HD\",'100HD-Imperial'!I107,IF($C$9=\"Recharger 150XLHD\",'150XLHD-Imperial'!I107,IF($C$9=\"Recharger 280HD\",'280HD-Imperial'!I107,IF($C$9=\"Recharger 300HD\",'300HD-Imperial'!L107,IF($C$9=\"Recharger 360HD\",'360HD-Imperial'!L107,IF($C$9=\"Recharger 902HD\",'902HD-Imperial'!L107,IF($C$9=\"Contactor Field Drain C-4HD\",'C-4HD-Imperial'!G107,IF($C$9=\"Recharger 180HD\",'180HD-Imperial'!I107,0))))))))","v":""},null,null,null,null,null,{"$f":"IF($C$9=\"Contactor 100HD\",'100HD-Imperial'!E107,IF($C$9=\"Recharger 150XLHD\",'150XLHD-Imperial'!E107,IF($C$9=\"Recharger 280HD\",'280HD-Imperial'!E107,IF($C$9=\"Recharger 300HD\",#REF!,IF($C$9=\"Recharger 360HD\",'360HD-Imperial'!H107,IF($C$9=\"Recharger 902HD\",'902HD-Imperial'!H107,IF($C$9=\"Recharger 180HD\",'180HD-Imperial'!C107,\"\")))))))","v":{"$error":"#REF!"}}]
[{"$f":"IF($C$9=\"Contactor 100HD\",'100HD-Imperial'!A108,IF($C$9=\"Recharger 150XLHD\",'150XLHD-Imperial'!A108,IF($C$9=\"Recharger 280HD\",'280HD-Imperial'!A108,IF($C$9=\"Recharger 300HD\",'300HD-Imperial'!A108,IF($C$9=\"Recharger 360HD\",'360HD-Imperial'!A108,IF($C$9=\"Recharger 902HD\",'902HD-Imperial'!A108,IF($C$9=\"Contactor Field Drain C-4HD\",'C-4HD-Imperial'!A108,IF($C$9=\"Recharger 180HD\",'180HD-Imperial'!A108,0))))))))","v":-28},{"$f":"IF($C$9=\"Contactor 100HD\",'100HD-Imperial'!D108,IF($C$9=\"Recharger 150XLHD\",'150XLHD-Imperial'!D108,IF($C$9=\"Recharger 280HD\",'280HD-Imperial'!D108,IF($C$9=\"Recharger 300HD\",'300HD-Imperial'!G108,IF($C$9=\"Recharger 360HD\",'360HD-Imperial'!G108,IF($C$9=\"Recharger 902HD\",'902HD-Imperial'!G108,IF($C$9=\"Contactor Field Drain C-4HD\",'C-4HD-Imperial'!C108,IF($C$9=\"Recharger 180HD\",'180HD-Imperial'!D108,0))))))))","v":""},{"$f":"IF($C$9=\"Contactor 100HD\",'100HD-Imperial'!F108,IF($C$9=\"Recharger 150XLHD\",'150XLHD-Imperial'!F108,IF($C$9=\"Recharger 280HD\",'280HD-Imperial'!F108,IF($C$9=\"Recharger 300HD\",'300HD-Imperial'!I108,IF($C$9=\"Recharger 360HD\",'360HD-Imperial'!I108,IF($C$9=\"Recharger 902HD\",'902HD-Imperial'!I108,IF($C$9=\"Contactor Field Drain C-4HD\",'C-4HD-Imperial'!D108,IF($C$9=\"Recharger 180HD\",'180HD-Imperial'!F108,0))))))))","v":""},{"$f":"IF($C$9=\"Contactor 100HD\",'100HD-Imperial'!G108,IF($C$9=\"Recharger 150XLHD\",'150XLHD-Imperial'!G108,IF($C$9=\"Recharger 280HD\",'280HD-Imperial'!G108,IF($C$9=\"Recharger 300HD\",'300HD-Imperial'!J108,IF($C$9=\"Recharger 360HD\",'360HD-Imperial'!J108,IF($C$9=\"Recharger 902HD\",'902HD-Imperial'!J108,IF($C$9=\"Contactor Field Drain C-4HD\",'C-4HD-Imperial'!E108,IF($C$9=\"Recharger 180HD\",'180HD-Imperial'!G108,0))))))))","v":""},{"$f":"IF($C$9=\"Contactor 100HD\",'100HD-Imperial'!H108,IF($C$9=\"Recharger 150XLHD\",'150XLHD-Imperial'!H108,IF($C$9=\"Recharger 280HD\",'280HD-Imperial'!H108,IF($C$9=\"Recharger 300HD\",'300HD-Imperial'!K108,IF($C$9=\"Recharger 360HD\",'360HD-Imperial'!K108,IF($C$9=\"Recharger 902HD\",'902HD-Imperial'!K108,IF($C$9=\"Contactor Field Drain C-4HD\",'C-4HD-Imperial'!F108,IF($C$9=\"Recharger 180HD\",'180HD-Imperial'!H108,0))))))))","v":" "},{"$f":"IF($C$9=\"Contactor 100HD\",'100HD-Imperial'!I108,IF($C$9=\"Recharger 150XLHD\",'150XLHD-Imperial'!I108,IF($C$9=\"Recharger 280HD\",'280HD-Imperial'!I108,IF($C$9=\"Recharger 300HD\",'300HD-Imperial'!L108,IF($C$9=\"Recharger 360HD\",'360HD-Imperial'!L108,IF($C$9=\"Recharger 902HD\",'902HD-Imperial'!L108,IF($C$9=\"Contactor Field Drain C-4HD\",'C-4HD-Imperial'!G108,IF($C$9=\"Recharger 180HD\",'180HD-Imperial'!I108,0))))))))","v":""},null,null,null,null,null,{"$f":"IF($C$9=\"Contactor 100HD\",'100HD-Imperial'!E108,IF($C$9=\"Recharger 150XLHD\",'150XLHD-Imperial'!E108,IF($C$9=\"Recharger 280HD\",'280HD-Imperial'!E108,IF($C$9=\"Recharger 300HD\",#REF!,IF($C$9=\"Recharger 360HD\",'360HD-Imperial'!H108,IF($C$9=\"Recharger 902HD\",'902HD-Imperial'!H108,IF($C$9=\"Recharger 180HD\",'180HD-Imperial'!C108,\"\")))))))","v":{"$error":"#REF!"}}]
[{"$f":"IF($C$9=\"Contactor 100HD\",'100HD-Imperial'!A109,IF($C$9=\"Recharger 150XLHD\",'150XLHD-Imperial'!A109,IF($C$9=\"Recharger 280HD\",'280HD-Imperial'!A109,IF($C$9=\"Recharger 300HD\",'300HD-Imperial'!A109,IF($C$9=\"Recharger 360HD\",'360HD-Imperial'!A109,IF($C$9=\"Recharger 902HD\",'902HD-Imperial'!A109,IF($C$9=\"Contactor Field Drain C-4HD\",'C-4HD-Imperial'!A109,IF($C$9=\"Recharger 180HD\",'180HD-Imperial'!A109,0))))))))","v":-29},{"$f":"IF($C$9=\"Contactor 100HD\",'100HD-Imperial'!D109,IF($C$9=\"Recharger 150XLHD\",'150XLHD-Imperial'!D109,IF($C$9=\"Recharger 280HD\",'280HD-Imperial'!D109,IF($C$9=\"Recharger 300HD\",'300HD-Imperial'!G109,IF($C$9=\"Recharger 360HD\",'360HD-Imperial'!G109,IF($C$9=\"Recharger 902HD\",'902HD-Imperial'!G109,IF($C$9=\"Contactor Field Drain C-4HD\",'C-4HD-Imperial'!C109,IF($C$9=\"Recharger 180HD\",'180HD-Imperial'!D109,0))))))))","v":""},{"$f":"IF($C$9=\"Contactor 100HD\",'100HD-Imperial'!F109,IF($C$9=\"Recharger 150XLHD\",'150XLHD-Imperial'!F109,IF($C$9=\"Recharger 280HD\",'280HD-Imperial'!F109,IF($C$9=\"Recharger 300HD\",'300HD-Imperial'!I109,IF($C$9=\"Recharger 360HD\",'360HD-Imperial'!I109,IF($C$9=\"Recharger 902HD\",'902HD-Imperial'!I109,IF($C$9=\"Contactor Field Drain C-4HD\",'C-4HD-Imperial'!D109,IF($C$9=\"Recharger 180HD\",'180HD-Imperial'!F109,0))))))))","v":""},{"$f":"IF($C$9=\"Contactor 100HD\",'100HD-Imperial'!G109,IF($C$9=\"Recharger 150XLHD\",'150XLHD-Imperial'!G109,IF($C$9=\"Recharger 280HD\",'280HD-Imperial'!G109,IF($C$9=\"Recharger 300HD\",'300HD-Imperial'!J109,IF($C$9=\"Recharger 360HD\",'360HD-Imperial'!J109,IF($C$9=\"Recharger 902HD\",'902HD-Imperial'!J109,IF($C$9=\"Contactor Field Drain C-4HD\",'C-4HD-Imperial'!E109,IF($C$9=\"Recharger 180HD\",'180HD-Imperial'!G109,0))))))))","v":""},{"$f":"IF($C$9=\"Contactor 100HD\",'100HD-Imperial'!H109,IF($C$9=\"Recharger 150XLHD\",'150XLHD-Imperial'!H109,IF($C$9=\"Recharger 280HD\",'280HD-Imperial'!H109,IF($C$9=\"Recharger 300HD\",'300HD-Imperial'!K109,IF($C$9=\"Recharger 360HD\",'360HD-Imperial'!K109,IF($C$9=\"Recharger 902HD\",'902HD-Imperial'!K109,IF($C$9=\"Contactor Field Drain C-4HD\",'C-4HD-Imperial'!F109,IF($C$9=\"Recharger 180HD\",'180HD-Imperial'!H109,0))))))))","v":" "},{"$f":"IF($C$9=\"Contactor 100HD\",'100HD-Imperial'!I109,IF($C$9=\"Recharger 150XLHD\",'150XLHD-Imperial'!I109,IF($C$9=\"Recharger 280HD\",'280HD-Imperial'!I109,IF($C$9=\"Recharger 300HD\",'300HD-Imperial'!L109,IF($C$9=\"Recharger 360HD\",'360HD-Imperial'!L109,IF($C$9=\"Recharger 902HD\",'902HD-Imperial'!L109,IF($C$9=\"Contactor Field Drain C-4HD\",'C-4HD-Imperial'!G109,IF($C$9=\"Recharger 180HD\",'180HD-Imperial'!I109,0))))))))","v":""},null,null,null,null,null,{"$f":"IF($C$9=\"Contactor 100HD\",'100HD-Imperial'!E109,IF($C$9=\"Recharger 150XLHD\",'150XLHD-Imperial'!E109,IF($C$9=\"Recharger 280HD\",'280HD-Imperial'!E109,IF($C$9=\"Recharger 300HD\",#REF!,IF($C$9=\"Recharger 360HD\",'360HD-Imperial'!H109,IF($C$9=\"Recharger 902HD\",'902HD-Imperial'!H109,IF($C$9=\"Recharger 180HD\",'180HD-Imperial'!C109,\"\")))))))","v":{"$error":"#REF!"}}]
[{"$f":"IF($C$9=\"Contactor 100HD\",'100HD-Imperial'!A110,IF($C$9=\"Recharger 150XLHD\",'150XLHD-Imperial'!A110,IF($C$9=\"Recharger 280HD\",'280HD-Imperial'!A110,IF($C$9=\"Recharger 300HD\",'300HD-Imperial'!A110,IF($C$9=\"Recharger 360HD\",'360HD-Imperial'!A110,IF($C$9=\"Recharger 902HD\",'902HD-Imperial'!A110,IF($C$9=\"Contactor Field Drain C-4HD\",'C-4HD-Imperial'!A110,IF($C$9=\"Recharger 180HD\",'180HD-Imperial'!A110,0))))))))","v":-30},{"$f":"IF($C$9=\"Contactor 100HD\",'100HD-Imperial'!D110,IF($C$9=\"Recharger 150XLHD\",'150XLHD-Imperial'!D110,IF($C$9=\"Recharger 280HD\",'280HD-Imperial'!D110,IF($C$9=\"Recharger 300HD\",'300HD-Imperial'!G110,IF($C$9=\"Recharger 360HD\",'360HD-Imperial'!G110,IF($C$9=\"Recharger 902HD\",'902HD-Imperial'!G110,IF($C$9=\"Contactor Field Drain C-4HD\",'C-4HD-Imperial'!C110,IF($C$9=\"Recharger 180HD\",'180HD-Imperial'!D110,0))))))))","v":""},{"$f":"IF($C$9=\"Contactor 100HD\",'100HD-Imperial'!F110,IF($C$9=\"Recharger 150XLHD\",'150XLHD-Imperial'!F110,IF($C$9=\"Recharger 280HD\",'280HD-Imperial'!F110,IF($C$9=\"Recharger 300HD\",'300HD-Imperial'!I110,IF($C$9=\"Recharger 360HD\",'360HD-Imperial'!I110,IF($C$9=\"Recharger 902HD\",'902HD-Imperial'!I110,IF($C$9=\"Contactor Field Drain C-4HD\",'C-4HD-Imperial'!D110,IF($C$9=\"Recharger 180HD\",'180HD-Imperial'!F110,0))))))))","v":""},{"$f":"IF($C$9=\"Contactor 100HD\",'100HD-Imperial'!G110,IF($C$9=\"Recharger 150XLHD\",'150XLHD-Imperial'!G110,IF($C$9=\"Recharger 280HD\",'280HD-Imperial'!G110,IF($C$9=\"Recharger 300HD\",'300HD-Imperial'!J110,IF($C$9=\"Recharger 360HD\",'360HD-Imperial'!J110,IF($C$9=\"Recharger 902HD\",'902HD-Imperial'!J110,IF($C$9=\"Contactor Field Drain C-4HD\",'C-4HD-Imperial'!E110,IF($C$9=\"Recharger 180HD\",'180HD-Imperial'!G110,0))))))))","v":""},{"$f":"IF($C$9=\"Contactor 100HD\",'100HD-Imperial'!H110,IF($C$9=\"Recharger 150XLHD\",'150XLHD-Imperial'!H110,IF($C$9=\"Recharger 280HD\",'280HD-Imperial'!H110,IF($C$9=\"Recharger 300HD\",'300HD-Imperial'!K110,IF($C$9=\"Recharger 360HD\",'360HD-Imperial'!K110,IF($C$9=\"Recharger 902HD\",'902HD-Imperial'!K110,IF($C$9=\"Contactor Field Drain C-4HD\",'C-4HD-Imperial'!F110,IF($C$9=\"Recharger 180HD\",'180HD-Imperial'!H110,0))))))))","v":" "},{"$f":"IF($C$9=\"Contactor 100HD\",'100HD-Imperial'!I110,IF($C$9=\"Recharger 150XLHD\",'150XLHD-Imperial'!I110,IF($C$9=\"Recharger 280HD\",'280HD-Imperial'!I110,IF($C$9=\"Recharger 300HD\",'300HD-Imperial'!L110,IF($C$9=\"Recharger 360HD\",'360HD-Imperial'!L110,IF($C$9=\"Recharger 902HD\",'902HD-Imperial'!L110,IF($C$9=\"Contactor Field Drain C-4HD\",'C-4HD-Imperial'!G110,IF($C$9=\"Recharger 180HD\",'180HD-Imperial'!I110,0))))))))","v":""},null,null,null,null,null,{"$f":"IF($C$9=\"Contactor 100HD\",'100HD-Imperial'!E110,IF($C$9=\"Recharger 150XLHD\",'150XLHD-Imperial'!E110,IF($C$9=\"Recharger 280HD\",'280HD-Imperial'!E110,IF($C$9=\"Recharger 300HD\",#REF!,IF($C$9=\"Recharger 360HD\",'360HD-Imperial'!H110,IF($C$9=\"Recharger 902HD\",'902HD-Imperial'!H110,IF($C$9=\"Recharger 180HD\",'180HD-Imperial'!C110,\"\")))))))","v":{"$error":"#REF!"}}]
[{"$f":"IF($C$9=\"Contactor 100HD\",'100HD-Imperial'!A111,IF($C$9=\"Recharger 150XLHD\",'150XLHD-Imperial'!A111,IF($C$9=\"Recharger 280HD\",'280HD-Imperial'!A111,IF($C$9=\"Recharger 300HD\",'300HD-Imperial'!A111,IF($C$9=\"Recharger 360HD\",'360HD-Imperial'!A111,IF($C$9=\"Recharger 902HD\",'902HD-Imperial'!A111,IF($C$9=\"Contactor Field Drain C-4HD\",'C-4HD-Imperial'!A111,IF($C$9=\"Recharger 180HD\",'180HD-Imperial'!A111,0))))))))","v":-31},{"$f":"IF($C$9=\"Contactor 100HD\",'100HD-Imperial'!D111,IF($C$9=\"Recharger 150XLHD\",'150XLHD-Imperial'!D111,IF($C$9=\"Recharger 280HD\",'280HD-Imperial'!D111,IF($C$9=\"Recharger 300HD\",'300HD-Imperial'!G111,IF($C$9=\"Recharger 360HD\",'360HD-Imperial'!G111,IF($C$9=\"Recharger 902HD\",'902HD-Imperial'!G111,IF($C$9=\"Contactor Field Drain C-4HD\",'C-4HD-Imperial'!C111,IF($C$9=\"Recharger 180HD\",'180HD-Imperial'!D111,0))))))))","v":""},{"$f":"IF($C$9=\"Contactor 100HD\",'100HD-Imperial'!F111,IF($C$9=\"Recharger 150XLHD\",'150XLHD-Imperial'!F111,IF($C$9=\"Recharger 280HD\",'280HD-Imperial'!F111,IF($C$9=\"Recharger 300HD\",'300HD-Imperial'!I111,IF($C$9=\"Recharger 360HD\",'360HD-Imperial'!I111,IF($C$9=\"Recharger 902HD\",'902HD-Imperial'!I111,IF($C$9=\"Contactor Field Drain C-4HD\",'C-4HD-Imperial'!D111,IF($C$9=\"Recharger 180HD\",'180HD-Imperial'!F111,0))))))))","v":""},{"$f":"IF($C$9=\"Contactor 100HD\",'100HD-Imperial'!G111,IF($C$9=\"Recharger 150XLHD\",'150XLHD-Imperial'!G111,IF($C$9=\"Recharger 280HD\",'280HD-Imperial'!G111,IF($C$9=\"Recharger 300HD\",'300HD-Imperial'!J111,IF($C$9=\"Recharger 360HD\",'360HD-Imperial'!J111,IF($C$9=\"Recharger 902HD\",'902HD-Imperial'!J111,IF($C$9=\"Contactor Field Drain C-4HD\",'C-4HD-Imperial'!E111,IF($C$9=\"Recharger 180HD\",'180HD-Imperial'!G111,0))))))))","v":""},{"$f":"IF($C$9=\"Contactor 100HD\",'100HD-Imperial'!H111,IF($C$9=\"Recharger 150XLHD\",'150XLHD-Imperial'!H111,IF($C$9=\"Recharger 280HD\",'280HD-Imperial'!H111,IF($C$9=\"Recharger 300HD\",'300HD-Imperial'!K111,IF($C$9=\"Recharger 360HD\",'360HD-Imperial'!K111,IF($C$9=\"Recharger 902HD\",'902HD-Imperial'!K111,IF($C$9=\"Contactor Field Drain C-4HD\",'C-4HD-Imperial'!F111,IF($C$9=\"Recharger 180HD\",'180HD-Imperial'!H111,0))))))))","v":" "},{"$f":"IF($C$9=\"Contactor 100HD\",'100HD-Imperial'!I111,IF($C$9=\"Recharger 150XLHD\",'150XLHD-Imperial'!I111,IF($C$9=\"Recharger 280HD\",'280HD-Imperial'!I111,IF($C$9=\"Recharger 300HD\",'300HD-Imperial'!L111,IF($C$9=\"Recharger 360HD\",'360HD-Imperial'!L111,IF($C$9=\"Recharger 902HD\",'902HD-Imperial'!L111,IF($C$9=\"Contactor Field Drain C-4HD\",'C-4HD-Imperial'!G111,IF($C$9=\"Recharger 180HD\",'180HD-Imperial'!I111,0))))))))","v":""},null,null,null,null,null,{"$f":"IF($C$9=\"Contactor 100HD\",'100HD-Imperial'!E111,IF($C$9=\"Recharger 150XLHD\",'150XLHD-Imperial'!E111,IF($C$9=\"Recharger 280HD\",'280HD-Imperial'!E111,IF($C$9=\"Recharger 300HD\",#REF!,IF($C$9=\"Recharger 360HD\",'360HD-Imperial'!H111,IF($C$9=\"Recharger 902HD\",'902HD-Imperial'!H111,IF($C$9=\"Recharger 180HD\",'180HD-Imperial'!C111,\"\")))))))","v":{"$error":"#REF!"}}]
[{"$f":"IF($C$9=\"Contactor 100HD\",'100HD-Imperial'!A112,IF($C$9=\"Recharger 150XLHD\",'150XLHD-Imperial'!A112,IF($C$9=\"Recharger 280HD\",'280HD-Imperial'!A112,IF($C$9=\"Recharger 300HD\",'300HD-Imperial'!A112,IF($C$9=\"Recharger 360HD\",'360HD-Imperial'!A112,IF($C$9=\"Recharger 902HD\",'902HD-Imperial'!A112,IF($C$9=\"Contactor Field Drain C-4HD\",'C-4HD-Imperial'!A112,IF($C$9=\"Recharger 180HD\",'180HD-Imperial'!A112,0))))))))","v":-32},{"$f":"IF($C$9=\"Contactor 100HD\",'100HD-Imperial'!D112,IF($C$9=\"Recharger 150XLHD\",'150XLHD-Imperial'!D112,IF($C$9=\"Recharger 280HD\",'280HD-Imperial'!D112,IF($C$9=\"Recharger 300HD\",'300HD-Imperial'!G112,IF($C$9=\"Recharger 360HD\",'360HD-Imperial'!G112,IF($C$9=\"Recharger 902HD\",'902HD-Imperial'!G112,IF($C$9=\"Contactor Field Drain C-4HD\",'C-4HD-Imperial'!C112,IF($C$9=\"Recharger 180HD\",'180HD-Imperial'!D112,0))))))))","v":""},{"$f":"IF($C$9=\"Contactor 100HD\",'100HD-Imperial'!F112,IF($C$9=\"Recharger 150XLHD\",'150XLHD-Imperial'!F112,IF($C$9=\"Recharger 280HD\",'280HD-Imperial'!F112,IF($C$9=\"Recharger 300HD\",'300HD-Imperial'!I112,IF($C$9=\"Recharger 360HD\",'360HD-Imperial'!I112,IF($C$9=\"Recharger 902HD\",'902HD-Imperial'!I112,IF($C$9=\"Contactor Field Drain C-4HD\",'C-4HD-Imperial'!D112,IF($C$9=\"Recharger 180HD\",'180HD-Imperial'!F112,0))))))))","v":""},{"$f":"IF($C$9=\"Contactor 100HD\",'100HD-Imperial'!G112,IF($C$9=\"Recharger 150XLHD\",'150XLHD-Imperial'!G112,IF($C$9=\"Recharger 280HD\",'280HD-Imperial'!G112,IF($C$9=\"Recharger 300HD\",'300HD-Imperial'!J112,IF($C$9=\"Recharger 360HD\",'360HD-Imperial'!J112,IF($C$9=\"Recharger 902HD\",'902HD-Imperial'!J112,IF($C$9=\"Contactor Field Drain C-4HD\",'C-4HD-Imperial'!E112,IF($C$9=\"Recharger 180HD\",'180HD-Imperial'!G112,0))))))))","v":""},{"$f":"IF($C$9=\"Contactor 100HD\",'100HD-Imperial'!H112,IF($C$9=\"Recharger 150XLHD\",'150XLHD-Imperial'!H112,IF($C$9=\"Recharger 280HD\",'280HD-Imperial'!H112,IF($C$9=\"Recharger 300HD\",'300HD-Imperial'!K112,IF($C$9=\"Recharger 360HD\",'360HD-Imperial'!K112,IF($C$9=\"Recharger 902HD\",'902HD-Imperial'!K112,IF($C$9=\"Contactor Field Drain C-4HD\",'C-4HD-Imperial'!F112,IF($C$9=\"Recharger 180HD\",'180HD-Imperial'!H112,0))))))))","v":" "},{"$f":"IF($C$9=\"Contactor 100HD\",'100HD-Imperial'!I112,IF($C$9=\"Recharger 150XLHD\",'150XLHD-Imperial'!I112,IF($C$9=\"Recharger 280HD\",'280HD-Imperial'!I112,IF($C$9=\"Recharger 300HD\",'300HD-Imperial'!L112,IF($C$9=\"Recharger 360HD\",'360HD-Imperial'!L112,IF($C$9=\"Recharger 902HD\",'902HD-Imperial'!L112,IF($C$9=\"Contactor Field Drain C-4HD\",'C-4HD-Imperial'!G112,IF($C$9=\"Recharger 180HD\",'180HD-Imperial'!I112,0))))))))","v":""},null,null,null,null,null,{"$f":"IF($C$9=\"Contactor 100HD\",'100HD-Imperial'!E112,IF($C$9=\"Recharger 150XLHD\",'150XLHD-Imperial'!E112,IF($C$9=\"Recharger 280HD\",'280HD-Imperial'!E112,IF($C$9=\"Recharger 300HD\",#REF!,IF($C$9=\"Recharger 360HD\",'360HD-Imperial'!H112,IF($C$9=\"Recharger 902HD\",'902HD-Imperial'!H112,IF($C$9=\"Recharger 180HD\",'180HD-Imperial'!C112,\"\")))))))","v":{"$error":"#REF!"}}]
[{"$f":"IF($C$9=\"Contactor 100HD\",'100HD-Imperial'!A113,IF($C$9=\"Recharger 150XLHD\",'150XLHD-Imperial'!A113,IF($C$9=\"Recharger 280HD\",'280HD-Imperial'!A113,IF($C$9=\"Recharger 300HD\",'300HD-Imperial'!A113,IF($C$9=\"Recharger 360HD\",'360HD-Imperial'!A113,IF($C$9=\"Recharger 902HD\",'902HD-Imperial'!A113,IF($C$9=\"Contactor Field Drain C-4HD\",'C-4HD-Imperial'!A113,IF($C$9=\"Recharger 180HD\",'180HD-Imperial'!A113,0))))))))","v":-33},{"$f":"IF($C$9=\"Contactor 100HD\",'100HD-Imperial'!D113,IF($C$9=\"Recharger 150XLHD\",'150XLHD-Imperial'!D113,IF($C$9=\"Recharger 280HD\",'280HD-Imperial'!D113,IF($C$9=\"Recharger 300HD\",'300HD-Imperial'!G113,IF($C$9=\"Recharger 360HD\",'360HD-Imperial'!G113,IF($C$9=\"Recharger 902HD\",'902HD-Imperial'!G113,IF($C$9=\"Contactor Field Drain C-4HD\",'C-4HD-Imperial'!C113,IF($C$9=\"Recharger 180HD\",'180HD-Imperial'!D113,0))))))))","v":""},{"$f":"IF($C$9=\"Contactor 100HD\",'100HD-Imperial'!F113,IF($C$9=\"Recharger 150XLHD\",'150XLHD-Imperial'!F113,IF($C$9=\"Recharger 280HD\",'280HD-Imperial'!F113,IF($C$9=\"Recharger 300HD\",'300HD-Imperial'!I113,IF($C$9=\"Recharger 360HD\",'360HD-Imperial'!I113,IF($C$9=\"Recharger 902HD\",'902HD-Imperial'!I113,IF($C$9=\"Contactor Field Drain C-4HD\",'C-4HD-Imperial'!D113,IF($C$9=\"Recharger 180HD\",'180HD-Imperial'!F113,0))))))))","v":""},{"$f":"IF($C$9=\"Contactor 100HD\",'100HD-Imperial'!G113,IF($C$9=\"Recharger 150XLHD\",'150XLHD-Imperial'!G113,IF($C$9=\"Recharger 280HD\",'280HD-Imperial'!G113,IF($C$9=\"Recharger 300HD\",'300HD-Imperial'!J113,IF($C$9=\"Recharger 360HD\",'360HD-Imperial'!J113,IF($C$9=\"Recharger 902HD\",'902HD-Imperial'!J113,IF($C$9=\"Contactor Field Drain C-4HD\",'C-4HD-Imperial'!E113,IF($C$9=\"Recharger 180HD\",'180HD-Imperial'!G113,0))))))))","v":""},{"$f":"IF($C$9=\"Contactor 100HD\",'100HD-Imperial'!H113,IF($C$9=\"Recharger 150XLHD\",'150XLHD-Imperial'!H113,IF($C$9=\"Recharger 280HD\",'280HD-Imperial'!H113,IF($C$9=\"Recharger 300HD\",'300HD-Imperial'!K113,IF($C$9=\"Recharger 360HD\",'360HD-Imperial'!K113,IF($C$9=\"Recharger 902HD\",'902HD-Imperial'!K113,IF($C$9=\"Contactor Field Drain C-4HD\",'C-4HD-Imperial'!F113,IF($C$9=\"Recharger 180HD\",'180HD-Imperial'!H113,0))))))))","v":" "},{"$f":"IF($C$9=\"Contactor 100HD\",'100HD-Imperial'!I113,IF($C$9=\"Recharger 150XLHD\",'150XLHD-Imperial'!I113,IF($C$9=\"Recharger 280HD\",'280HD-Imperial'!I113,IF($C$9=\"Recharger 300HD\",'300HD-Imperial'!L113,IF($C$9=\"Recharger 360HD\",'360HD-Imperial'!L113,IF($C$9=\"Recharger 902HD\",'902HD-Imperial'!L113,IF($C$9=\"Contactor Field Drain C-4HD\",'C-4HD-Imperial'!G113,IF($C$9=\"Recharger 180HD\",'180HD-Imperial'!I113,0))))))))","v":""},null,null,null,null,null,{"$f":"IF($C$9=\"Contactor 100HD\",'100HD-Imperial'!E113,IF($C$9=\"Recharger 150XLHD\",'150XLHD-Imperial'!E113,IF($C$9=\"Recharger 280HD\",'280HD-Imperial'!E113,IF($C$9=\"Recharger 300HD\",#REF!,IF($C$9=\"Recharger 360HD\",'360HD-Imperial'!H113,IF($C$9=\"Recharger 902HD\",'902HD-Imperial'!H113,IF($C$9=\"Recharger 180HD\",'180HD-Imperial'!C113,\"\")))))))","v":{"$error":"#REF!"}}]
[{"$f":"IF($C$9=\"Contactor 100HD\",'100HD-Imperial'!A114,IF($C$9=\"Recharger 150XLHD\",'150XLHD-Imperial'!A114,IF($C$9=\"Recharger 280HD\",'280HD-Imperial'!A114,IF($C$9=\"Recharger 300HD\",'300HD-Imperial'!A114,IF($C$9=\"Recharger 360HD\",'360HD-Imperial'!A114,IF($C$9=\"Recharger 902HD\",'902HD-Imperial'!A114,IF($C$9=\"Contactor Field Drain C-4HD\",'C-4HD-Imperial'!A114,IF($C$9=\"Recharger 180HD\",'180HD-Imperial'!A114,0))))))))","v":-34},{"$f":"IF($C$9=\"Contactor 100HD\",'100HD-Imperial'!D114,IF($C$9=\"Recharger 150XLHD\",'150XLHD-Imperial'!D114,IF($C$9=\"Recharger 280HD\",'280HD-Imperial'!D114,IF($C$9=\"Recharger 300HD\",'300HD-Imperial'!G114,IF($C$9=\"Recharger 360HD\",'360HD-Imperial'!G114,IF($C$9=\"Recharger 902HD\",'902HD-Imperial'!G114,IF($C$9=\"Contactor Field Drain C-4HD\",'C-4HD-Imperial'!C114,IF($C$9=\"Recharger 180HD\",'180HD-Imperial'!D114,0))))))))","v":""},{"$f":"IF($C$9=\"Contactor 100HD\",'100HD-Imperial'!F114,IF($C$9=\"Recharger 150XLHD\",'150XLHD-Imperial'!F114,IF($C$9=\"Recharger 280HD\",'280HD-Imperial'!F114,IF($C$9=\"Recharger 300HD\",'300HD-Imperial'!I114,IF($C$9=\"Recharger 360HD\",'360HD-Imperial'!I114,IF($C$9=\"Recharger 902HD\",'902HD-Imperial'!I114,IF($C$9=\"Contactor Field Drain C-4HD\",'C-4HD-Imperial'!D114,IF($C$9=\"Recharger 180HD\",'180HD-Imperial'!F114,0))))))))","v":""},{"$f":"IF($C$9=\"Contactor 100HD\",'100HD-Imperial'!G114,IF($C$9=\"Recharger 150XLHD\",'150XLHD-Imperial'!G114,IF($C$9=\"Recharger 280HD\",'280HD-Imperial'!G114,IF($C$9=\"Recharger 300HD\",'300HD-Imperial'!J114,IF($C$9=\"Recharger 360HD\",'360HD-Imperial'!J114,IF($C$9=\"Recharger 902HD\",'902HD-Imperial'!J114,IF($C$9=\"Contactor Field Drain C-4HD\",'C-4HD-Imperial'!E114,IF($C$9=\"Recharger 180HD\",'180HD-Imperial'!G114,0))))))))","v":""},{"$f":"IF($C$9=\"Contactor 100HD\",'100HD-Imperial'!H114,IF($C$9=\"Recharger 150XLHD\",'150XLHD-Imperial'!H114,IF($C$9=\"Recharger 280HD\",'280HD-Imperial'!H114,IF($C$9=\"Recharger 300HD\",'300HD-Imperial'!K114,IF($C$9=\"Recharger 360HD\",'360HD-Imperial'!K114,IF($C$9=\"Recharger 902HD\",'902HD-Imperial'!K114,IF($C$9=\"Contactor Field Drain C-4HD\",'C-4HD-Imperial'!F114,IF($C$9=\"Recharger 180HD\",'180HD-Imperial'!H114,0))))))))","v":" "},{"$f":"IF($C$9=\"Contactor 100HD\",'100HD-Imperial'!I114,IF($C$9=\"Recharger 150XLHD\",'150XLHD-Imperial'!I114,IF($C$9=\"Recharger 280HD\",'280HD-Imperial'!I114,IF($C$9=\"Recharger 300HD\",'300HD-Imperial'!L114,IF($C$9=\"Recharger 360HD\",'360HD-Imperial'!L114,IF($C$9=\"Recharger 902HD\",'902HD-Imperial'!L114,IF($C$9=\"Contactor Field Drain C-4HD\",'C-4HD-Imperial'!G114,IF($C$9=\"Recharger 180HD\",'180HD-Imperial'!I114,0))))))))","v":""},null,null,null,null,null,{"$f":"IF($C$9=\"Contactor 100HD\",'100HD-Imperial'!E114,IF($C$9=\"Recharger 150XLHD\",'150XLHD-Imperial'!E114,IF($C$9=\"Recharger 280HD\",'280HD-Imperial'!E114,IF($C$9=\"Recharger 300HD\",#REF!,IF($C$9=\"Recharger 360HD\",'360HD-Imperial'!H114,IF($C$9=\"Recharger 902HD\",'902HD-Imperial'!H114,IF($C$9=\"Recharger 180HD\",'180HD-Imperial'!C114,\"\")))))))","v":{"$error":"#REF!"}}]
[{"$f":"IF($C$9=\"Contactor 100HD\",'100HD-Imperial'!A115,IF($C$9=\"Recharger 150XLHD\",'150XLHD-Imperial'!A115,IF($C$9=\"Recharger 280HD\",'280HD-Imperial'!A115,IF($C$9=\"Recharger 300HD\",'300HD-Imperial'!A115,IF($C$9=\"Recharger 360HD\",'360HD-Imperial'!A115,IF($C$9=\"Recharger 902HD\",'902HD-Imperial'!A115,IF($C$9=\"Contactor Field Drain C-4HD\",'C-4HD-Imperial'!A115,IF($C$9=\"Recharger 180HD\",'180HD-Imperial'!A115,0))))))))","v":-35},{"$f":"IF($C$9=\"Contactor 100HD\",'100HD-Imperial'!D115,IF($C$9=\"Recharger 150XLHD\",'150XLHD-Imperial'!D115,IF($C$9=\"Recharger 280HD\",'280HD-Imperial'!D115,IF($C$9=\"Recharger 300HD\",'300HD-Imperial'!G115,IF($C$9=\"Recharger 360HD\",'360HD-Imperial'!G115,IF($C$9=\"Recharger 902HD\",'902HD-Imperial'!G115,IF($C$9=\"Contactor Field Drain C-4HD\",'C-4HD-Imperial'!C115,IF($C$9=\"Recharger 180HD\",'180HD-Imperial'!D115,0))))))))","v":""},{"$f":"IF($C$9=\"Contactor 100HD\",'100HD-Imperial'!F115,IF($C$9=\"Recharger 150XLHD\",'150XLHD-Imperial'!F115,IF($C$9=\"Recharger 280HD\",'280HD-Imperial'!F115,IF($C$9=\"Recharger 300HD\",'300HD-Imperial'!I115,IF($C$9=\"Recharger 360HD\",'360HD-Imperial'!I115,IF($C$9=\"Recharger 902HD\",'902HD-Imperial'!I115,IF($C$9=\"Contactor Field Drain C-4HD\",'C-4HD-Imperial'!D115,IF($C$9=\"Recharger 180HD\",'180HD-Imperial'!F115,0))))))))","v":""},{"$f":"IF($C$9=\"Contactor 100HD\",'100HD-Imperial'!G115,IF($C$9=\"Recharger 150XLHD\",'150XLHD-Imperial'!G115,IF($C$9=\"Recharger 280HD\",'280HD-Imperial'!G115,IF($C$9=\"Recharger 300HD\",'300HD-Imperial'!J115,IF($C$9=\"Recharger 360HD\",'360HD-Imperial'!J115,IF($C$9=\"Recharger 902HD\",'902HD-Imperial'!J115,IF($C$9=\"Contactor Field Drain C-4HD\",'C-4HD-Imperial'!E115,IF($C$9=\"Recharger 180HD\",'180HD-Imperial'!G115,0))))))))","v":""},{"$f":"IF($C$9=\"Contactor 100HD\",'100HD-Imperial'!H115,IF($C$9=\"Recharger 150XLHD\",'150XLHD-Imperial'!H115,IF($C$9=\"Recharger 280HD\",'280HD-Imperial'!H115,IF($C$9=\"Recharger 300HD\",'300HD-Imperial'!K115,IF($C$9=\"Recharger 360HD\",'360HD-Imperial'!K115,IF($C$9=\"Recharger 902HD\",'902HD-Imperial'!K115,IF($C$9=\"Contactor Field Drain C-4HD\",'C-4HD-Imperial'!F115,IF($C$9=\"Recharger 180HD\",'180HD-Imperial'!H115,0))))))))","v":" "},{"$f":"IF($C$9=\"Contactor 100HD\",'100HD-Imperial'!I115,IF($C$9=\"Recharger 150XLHD\",'150XLHD-Imperial'!I115,IF($C$9=\"Recharger 280HD\",'280HD-Imperial'!I115,IF($C$9=\"Recharger 300HD\",'300HD-Imperial'!L115,IF($C$9=\"Recharger 360HD\",'360HD-Imperial'!L115,IF($C$9=\"Recharger 902HD\",'902HD-Imperial'!L115,IF($C$9=\"Contactor Field Drain C-4HD\",'C-4HD-Imperial'!G115,IF($C$9=\"Recharger 180HD\",'180HD-Imperial'!I115,0))))))))","v":""},null,null,null,null,null,{"$f":"IF($C$9=\"Contactor 100HD\",'100HD-Imperial'!E115,IF($C$9=\"Recharger 150XLHD\",'150XLHD-Imperial'!E115,IF($C$9=\"Recharger 280HD\",'280HD-Imperial'!E115,IF($C$9=\"Recharger 300HD\",#REF!,IF($C$9=\"Recharger 360HD\",'360HD-Imperial'!H115,IF($C$9=\"Recharger 902HD\",'902HD-Imperial'!H115,IF($C$9=\"Recharger 180HD\",'180HD-Imperial'!C115,\"\")))))))","v":{"$error":"#REF!"}}]
[{"$f":"IF($C$9=\"Contactor 100HD\",'100HD-Imperial'!A116,IF($C$9=\"Recharger 150XLHD\",'150XLHD-Imperial'!A116,IF($C$9=\"Recharger 280HD\",'280HD-Imperial'!A116,IF($C$9=\"Recharger 300HD\",'300HD-Imperial'!A116,IF($C$9=\"Recharger 360HD\",'360HD-Imperial'!A116,IF($C$9=\"Recharger 902HD\",'902HD-Imperial'!A116,IF($C$9=\"Contactor Field Drain C-4HD\",'C-4HD-Imperial'!A116,IF($C$9=\"Recharger 180HD\",'180HD-Imperial'!A116,0))))))))","v":-36},{"$f":"IF($C$9=\"Contactor 100HD\",'100HD-Imperial'!D116,IF($C$9=\"Recharger 150XLHD\",'150XLHD-Imperial'!D116,IF($C$9=\"Recharger 280HD\",'280HD-Imperial'!D116,IF($C$9=\"Recharger 300HD\",'300HD-Imperial'!G116,IF($C$9=\"Recharger 360HD\",'360HD-Imperial'!G116,IF($C$9=\"Recharger 902HD\",'902HD-Imperial'!G116,IF($C$9=\"Contactor Field Drain C-4HD\",'C-4HD-Imperial'!C116,IF($C$9=\"Recharger 180HD\",'180HD-Imperial'!D116,0))))))))","v":""},{"$f":"IF($C$9=\"Contactor 100HD\",'100HD-Imperial'!F116,IF($C$9=\"Recharger 150XLHD\",'150XLHD-Imperial'!F116,IF($C$9=\"Recharger 280HD\",'280HD-Imperial'!F116,IF($C$9=\"Recharger 300HD\",'300HD-Imperial'!I116,IF($C$9=\"Recharger 360HD\",'360HD-Imperial'!I116,IF($C$9=\"Recharger 902HD\",'902HD-Imperial'!I116,IF($C$9=\"Contactor Field Drain C-4HD\",'C-4HD-Imperial'!D116,IF($C$9=\"Recharger 180HD\",'180HD-Imperial'!F116,0))))))))","v":""},{"$f":"IF($C$9=\"Contactor 100HD\",'100HD-Imperial'!G116,IF($C$9=\"Recharger 150XLHD\",'150XLHD-Imperial'!G116,IF($C$9=\"Recharger 280HD\",'280HD-Imperial'!G116,IF($C$9=\"Recharger 300HD\",'300HD-Imperial'!J116,IF($C$9=\"Recharger 360HD\",'360HD-Imperial'!J116,IF($C$9=\"Recharger 902HD\",'902HD-Imperial'!J116,IF($C$9=\"Contactor Field Drain C-4HD\",'C-4HD-Imperial'!E116,IF($C$9=\"Recharger 180HD\",'180HD-Imperial'!G116,0))))))))","v":""},{"$f":"IF($C$9=\"Contactor 100HD\",'100HD-Imperial'!H116,IF($C$9=\"Recharger 150XLHD\",'150XLHD-Imperial'!H116,IF($C$9=\"Recharger 280HD\",'280HD-Imperial'!H116,IF($C$9=\"Recharger 300HD\",'300HD-Imperial'!K116,IF($C$9=\"Recharger 360HD\",'360HD-Imperial'!K116,IF($C$9=\"Recharger 902HD\",'902HD-Imperial'!K116,IF($C$9=\"Contactor Field Drain C-4HD\",'C-4HD-Imperial'!F116,IF($C$9=\"Recharger 180HD\",'180HD-Imperial'!H116,0))))))))","v":" "},{"$f":"IF($C$9=\"Contactor 100HD\",'100HD-Imperial'!I116,IF($C$9=\"Recharger 150XLHD\",'150XLHD-Imperial'!I116,IF($C$9=\"Recharger 280HD\",'280HD-Imperial'!I116,IF($C$9=\"Recharger 300HD\",'300HD-Imperial'!L116,IF($C$9=\"Recharger 360HD\",'360HD-Imperial'!L116,IF($C$9=\"Recharger 902HD\",'902HD-Imperial'!L116,IF($C$9=\"Contactor Field Drain C-4HD\",'C-4HD-Imperial'!G116,IF($C$9=\"Recharger 180HD\",'180HD-Imperial'!I116,0))))))))","v":""},null,null,null,null,null,{"$f":"IF($C$9=\"Contactor 100HD\",'100HD-Imperial'!E116,IF($C$9=\"Recharger 150XLHD\",'150XLHD-Imperial'!E116,IF($C$9=\"Recharger 280HD\",'280HD-Imperial'!E116,IF($C$9=\"Recharger 300HD\",#REF!,IF($C$9=\"Recharger 360HD\",'360HD-Imperial'!H116,IF($C$9=\"Recharger 902HD\",'902HD-Imperial'!H116,IF($C$9=\"Recharger 180HD\",'180HD-Imperial'!C116,\"\")))))))","v":{"$error":"#REF!"}}]
[{"$f":"IF($C$9=\"Contactor 100HD\",'100HD-Imperial'!A117,IF($C$9=\"Recharger 150XLHD\",'150XLHD-Imperial'!A117,IF($C$9=\"Recharger 280HD\",'280HD-Imperial'!A117,IF($C$9=\"Recharger 300HD\",'300HD-Imperial'!A117,IF($C$9=\"Recharger 360HD\",'360HD-Imperial'!A117,IF($C$9=\"Recharger 902HD\",'902HD-Imperial'!A117,IF($C$9=\"Contactor Field Drain C-4HD\",'C-4HD-Imperial'!A117,IF($C$9=\"Recharger 180HD\",'180HD-Imperial'!A117,0))))))))","v":-37},{"$f":"IF($C$9=\"Contactor 100HD\",'100HD-Imperial'!D117,IF($C$9=\"Recharger 150XLHD\",'150XLHD-Imperial'!D117,IF($C$9=\"Recharger 280HD\",'280HD-Imperial'!D117,IF($C$9=\"Recharger 300HD\",'300HD-Imperial'!G117,IF($C$9=\"Recharger 360HD\",'360HD-Imperial'!G117,IF($C$9=\"Recharger 902HD\",'902HD-Imperial'!G117,IF($C$9=\"Contactor Field Drain C-4HD\",'C-4HD-Imperial'!C117,IF($C$9=\"Recharger 180HD\",'180HD-Imperial'!D117,0))))))))","v":""},{"$f":"IF($C$9=\"Contactor 100HD\",'100HD-Imperial'!F117,IF($C$9=\"Recharger 150XLHD\",'150XLHD-Imperial'!F117,IF($C$9=\"Recharger 280HD\",'280HD-Imperial'!F117,IF($C$9=\"Recharger 300HD\",'300HD-Imperial'!I117,IF($C$9=\"Recharger 360HD\",'360HD-Imperial'!I117,IF($C$9=\"Recharger 902HD\",'902HD-Imperial'!I117,IF($C$9=\"Contactor Field Drain C-4HD\",'C-4HD-Imperial'!D117,IF($C$9=\"Recharger 180HD\",'180HD-Imperial'!F117,0))))))))","v":""},{"$f":"IF($C$9=\"Contactor 100HD\",'100HD-Imperial'!G117,IF($C$9=\"Recharger 150XLHD\",'150XLHD-Imperial'!G117,IF($C$9=\"Recharger 280HD\",'280HD-Imperial'!G117,IF($C$9=\"Recharger 300HD\",'300HD-Imperial'!J117,IF($C$9=\"Recharger 360HD\",'360HD-Imperial'!J117,IF($C$9=\"Recharger 902HD\",'902HD-Imperial'!J117,IF($C$9=\"Contactor Field Drain C-4HD\",'C-4HD-Imperial'!E117,IF($C$9=\"Recharger 180HD\",'180HD-Imperial'!G117,0))))))))","v":""},{"$f":"IF($C$9=\"Contactor 100HD\",'100HD-Imperial'!H117,IF($C$9=\"Recharger 150XLHD\",'150XLHD-Imperial'!H117,IF($C$9=\"Recharger 280HD\",'280HD-Imperial'!H117,IF($C$9=\"Recharger 300HD\",'300HD-Imperial'!K117,IF($C$9=\"Recharger 360HD\",'360HD-Imperial'!K117,IF($C$9=\"Recharger 902HD\",'902HD-Imperial'!K117,IF($C$9=\"Contactor Field Drain C-4HD\",'C-4HD-Imperial'!F117,IF($C$9=\"Recharger 180HD\",'180HD-Imperial'!H117,0))))))))","v":" "},{"$f":"IF($C$9=\"Contactor 100HD\",'100HD-Imperial'!I117,IF($C$9=\"Recharger 150XLHD\",'150XLHD-Imperial'!I117,IF($C$9=\"Recharger 280HD\",'280HD-Imperial'!I117,IF($C$9=\"Recharger 300HD\",'300HD-Imperial'!L117,IF($C$9=\"Recharger 360HD\",'360HD-Imperial'!L117,IF($C$9=\"Recharger 902HD\",'902HD-Imperial'!L117,IF($C$9=\"Contactor Field Drain C-4HD\",'C-4HD-Imperial'!G117,IF($C$9=\"Recharger 180HD\",'180HD-Imperial'!I117,0))))))))","v":""},null,null,null,null,null,{"$f":"IF($C$9=\"Contactor 100HD\",'100HD-Imperial'!E117,IF($C$9=\"Recharger 150XLHD\",'150XLHD-Imperial'!E117,IF($C$9=\"Recharger 280HD\",'280HD-Imperial'!E117,IF($C$9=\"Recharger 300HD\",#REF!,IF($C$9=\"Recharger 360HD\",'360HD-Imperial'!H117,IF($C$9=\"Recharger 902HD\",'902HD-Imperial'!H117,IF($C$9=\"Recharger 180HD\",'180HD-Imperial'!C117,\"\")))))))","v":{"$error":"#REF!"}}]
[{"$f":"IF($C$9=\"Contactor 100HD\",'100HD-Imperial'!A118,IF($C$9=\"Recharger 150XLHD\",'150XLHD-Imperial'!A118,IF($C$9=\"Recharger 280HD\",'280HD-Imperial'!A118,IF($C$9=\"Recharger 300HD\",'300HD-Imperial'!A118,IF($C$9=\"Recharger 360HD\",'360HD-Imperial'!A118,IF($C$9=\"Recharger 902HD\",'902HD-Imperial'!A118,IF($C$9=\"Contactor Field Drain C-4HD\",'C-4HD-Imperial'!A118,IF($C$9=\"Recharger 180HD\",'180HD-Imperial'!A118,0))))))))","v":-38},{"$f":"IF($C$9=\"Contactor 100HD\",'100HD-Imperial'!D118,IF($C$9=\"Recharger 150XLHD\",'150XLHD-Imperial'!D118,IF($C$9=\"Recharger 280HD\",'280HD-Imperial'!D118,IF($C$9=\"Recharger 300HD\",'300HD-Imperial'!G118,IF($C$9=\"Recharger 360HD\",'360HD-Imperial'!G118,IF($C$9=\"Recharger 902HD\",'902HD-Imperial'!G118,IF($C$9=\"Contactor Field Drain C-4HD\",'C-4HD-Imperial'!C118,IF($C$9=\"Recharger 180HD\",'180HD-Imperial'!D118,0))))))))","v":""},{"$f":"IF($C$9=\"Contactor 100HD\",'100HD-Imperial'!F118,IF($C$9=\"Recharger 150XLHD\",'150XLHD-Imperial'!F118,IF($C$9=\"Recharger 280HD\",'280HD-Imperial'!F118,IF($C$9=\"Recharger 300HD\",'300HD-Imperial'!I118,IF($C$9=\"Recharger 360HD\",'360HD-Imperial'!I118,IF($C$9=\"Recharger 902HD\",'902HD-Imperial'!I118,IF($C$9=\"Contactor Field Drain C-4HD\",'C-4HD-Imperial'!D118,IF($C$9=\"Recharger 180HD\",'180HD-Imperial'!F118,0))))))))","v":""},{"$f":"IF($C$9=\"Contactor 100HD\",'100HD-Imperial'!G118,IF($C$9=\"Recharger 150XLHD\",'150XLHD-Imperial'!G118,IF($C$9=\"Recharger 280HD\",'280HD-Imperial'!G118,IF($C$9=\"Recharger 300HD\",'300HD-Imperial'!J118,IF($C$9=\"Recharger 360HD\",'360HD-Imperial'!J118,IF($C$9=\"Recharger 902HD\",'902HD-Imperial'!J118,IF($C$9=\"Contactor Field Drain C-4HD\",'C-4HD-Imperial'!E118,IF($C$9=\"Recharger 180HD\",'180HD-Imperial'!G118,0))))))))","v":""},{"$f":"IF($C$9=\"Contactor 100HD\",'100HD-Imperial'!H118,IF($C$9=\"Recharger 150XLHD\",'150XLHD-Imperial'!H118,IF($C$9=\"Recharger 280HD\",'280HD-Imperial'!H118,IF($C$9=\"Recharger 300HD\",'300HD-Imperial'!K118,IF($C$9=\"Recharger 360HD\",'360HD-Imperial'!K118,IF($C$9=\"Recharger 902HD\",'902HD-Imperial'!K118,IF($C$9=\"Contactor Field Drain C-4HD\",'C-4HD-Imperial'!F118,IF($C$9=\"Recharger 180HD\",'180HD-Imperial'!H118,0))))))))","v":" "},{"$f":"IF($C$9=\"Contactor 100HD\",'100HD-Imperial'!I118,IF($C$9=\"Recharger 150XLHD\",'150XLHD-Imperial'!I118,IF($C$9=\"Recharger 280HD\",'280HD-Imperial'!I118,IF($C$9=\"Recharger 300HD\",'300HD-Imperial'!L118,IF($C$9=\"Recharger 360HD\",'360HD-Imperial'!L118,IF($C$9=\"Recharger 902HD\",'902HD-Imperial'!L118,IF($C$9=\"Contactor Field Drain C-4HD\",'C-4HD-Imperial'!G118,IF($C$9=\"Recharger 180HD\",'180HD-Imperial'!I118,0))))))))","v":""},null,null,null,null,null,{"$f":"IF($C$9=\"Contactor 100HD\",'100HD-Imperial'!E118,IF($C$9=\"Recharger 150XLHD\",'150XLHD-Imperial'!E118,IF($C$9=\"Recharger 280HD\",'280HD-Imperial'!E118,IF($C$9=\"Recharger 300HD\",#REF!,IF($C$9=\"Recharger 360HD\",'360HD-Imperial'!H118,IF($C$9=\"Recharger 902HD\",'902HD-Imperial'!H118,IF($C$9=\"Recharger 180HD\",'180HD-Imperial'!C118,\"\")))))))","v":{"$error":"#REF!"}}]
[{"$f":"IF($C$9=\"Contactor 100HD\",'100HD-Imperial'!A119,IF($C$9=\"Recharger 150XLHD\",'150XLHD-Imperial'!A119,IF($C$9=\"Recharger 280HD\",'280HD-Imperial'!A119,IF($C$9=\"Recharger 300HD\",'300HD-Imperial'!A119,IF($C$9=\"Recharger 360HD\",'360HD-Imperial'!A119,IF($C$9=\"Recharger 902HD\",'902HD-Imperial'!A119,IF($C$9=\"Contactor Field Drain C-4HD\",'C-4HD-Imperial'!A119,IF($C$9=\"Recharger 180HD\",'180HD-Imperial'!A119,0))))))))","v":-39},{"$f":"IF($C$9=\"Contactor 100HD\",'100HD-Imperial'!D119,IF($C$9=\"Recharger 150XLHD\",'150XLHD-Imperial'!D119,IF($C$9=\"Recharger 280HD\",'280HD-Imperial'!D119,IF($C$9=\"Recharger 300HD\",'300HD-Imperial'!G119,IF($C$9=\"Recharger 360HD\",'360HD-Imperial'!G119,IF($C$9=\"Recharger 902HD\",'902HD-Imperial'!G119,IF($C$9=\"Contactor Field Drain C-4HD\",'C-4HD-Imperial'!C119,IF($C$9=\"Recharger 180HD\",'180HD-Imperial'!D119,0))))))))","v":""},{"$f":"IF($C$9=\"Contactor 100HD\",'100HD-Imperial'!F119,IF($C$9=\"Recharger 150XLHD\",'150XLHD-Imperial'!F119,IF($C$9=\"Recharger 280HD\",'280HD-Imperial'!F119,IF($C$9=\"Recharger 300HD\",'300HD-Imperial'!I119,IF($C$9=\"Recharger 360HD\",'360HD-Imperial'!I119,IF($C$9=\"Recharger 902HD\",'902HD-Imperial'!I119,IF($C$9=\"Contactor Field Drain C-4HD\",'C-4HD-Imperial'!D119,IF($C$9=\"Recharger 180HD\",'180HD-Imperial'!F119,0))))))))","v":""},{"$f":"IF($C$9=\"Contactor 100HD\",'100HD-Imperial'!G119,IF($C$9=\"Recharger 150XLHD\",'150XLHD-Imperial'!G119,IF($C$9=\"Recharger 280HD\",'280HD-Imperial'!G119,IF($C$9=\"Recharger 300HD\",'300HD-Imperial'!J119,IF($C$9=\"Recharger 360HD\",'360HD-Imperial'!J119,IF($C$9=\"Recharger 902HD\",'902HD-Imperial'!J119,IF($C$9=\"Contactor Field Drain C-4HD\",'C-4HD-Imperial'!E119,IF($C$9=\"Recharger 180HD\",'180HD-Imperial'!G119,0))))))))","v":""},{"$f":"IF($C$9=\"Contactor 100HD\",'100HD-Imperial'!H119,IF($C$9=\"Recharger 150XLHD\",'150XLHD-Imperial'!H119,IF($C$9=\"Recharger 280HD\",'280HD-Imperial'!H119,IF($C$9=\"Recharger 300HD\",'300HD-Imperial'!K119,IF($C$9=\"Recharger 360HD\",'360HD-Imperial'!K119,IF($C$9=\"Recharger 902HD\",'902HD-Imperial'!K119,IF($C$9=\"Contactor Field Drain C-4HD\",'C-4HD-Imperial'!F119,IF($C$9=\"Recharger 180HD\",'180HD-Imperial'!H119,0))))))))","v":" "},{"$f":"IF($C$9=\"Contactor 100HD\",'100HD-Imperial'!I119,IF($C$9=\"Recharger 150XLHD\",'150XLHD-Imperial'!I119,IF($C$9=\"Recharger 280HD\",'280HD-Imperial'!I119,IF($C$9=\"Recharger 300HD\",'300HD-Imperial'!L119,IF($C$9=\"Recharger 360HD\",'360HD-Imperial'!L119,IF($C$9=\"Recharger 902HD\",'902HD-Imperial'!L119,IF($C$9=\"Contactor Field Drain C-4HD\",'C-4HD-Imperial'!G119,IF($C$9=\"Recharger 180HD\",'180HD-Imperial'!I119,0))))))))","v":""},null,null,null,null,null,{"$f":"IF($C$9=\"Contactor 100HD\",'100HD-Imperial'!E119,IF($C$9=\"Recharger 150XLHD\",'150XLHD-Imperial'!E119,IF($C$9=\"Recharger 280HD\",'280HD-Imperial'!E119,IF($C$9=\"Recharger 300HD\",#REF!,IF($C$9=\"Recharger 360HD\",'360HD-Imperial'!H119,IF($C$9=\"Recharger 902HD\",'902HD-Imperial'!H119,IF($C$9=\"Recharger 180HD\",'180HD-Imperial'!C119,\"\")))))))","v":{"$error":"#REF!"}}]
[{"$f":"IF($C$9=\"Contactor 100HD\",'100HD-Imperial'!A120,IF($C$9=\"Recharger 150XLHD\",'150XLHD-Imperial'!A120,IF($C$9=\"Recharger 280HD\",'280HD-Imperial'!A120,IF($C$9=\"Recharger 300HD\",'300HD-Imperial'!A120,IF($C$9=\"Recharger 360HD\",'360HD-Imperial'!A120,IF($C$9=\"Recharger 902HD\",'902HD-Imperial'!A120,IF($C$9=\"Contactor Field Drain C-4HD\",'C-4HD-Imperial'!A120,IF($C$9=\"Recharger 180HD\",'180HD-Imperial'!A120,0))))))))","v":-40},{"$f":"IF($C$9=\"Contactor 100HD\",'100HD-Imperial'!D120,IF($C$9=\"Recharger 150XLHD\",'150XLHD-Imperial'!D120,IF($C$9=\"Recharger 280HD\",'280HD-Imperial'!D120,IF($C$9=\"Recharger 300HD\",'300HD-Imperial'!G120,IF($C$9=\"Recharger 360HD\",'360HD-Imperial'!G120,IF($C$9=\"Recharger 902HD\",'902HD-Imperial'!G120,IF($C$9=\"Contactor Field Drain C-4HD\",'C-4HD-Imperial'!C120,IF($C$9=\"Recharger 180HD\",'180HD-Imperial'!D120,0))))))))","v":""},{"$f":"IF($C$9=\"Contactor 100HD\",'100HD-Imperial'!F120,IF($C$9=\"Recharger 150XLHD\",'150XLHD-Imperial'!F120,IF($C$9=\"Recharger 280HD\",'280HD-Imperial'!F120,IF($C$9=\"Recharger 300HD\",'300HD-Imperial'!I120,IF($C$9=\"Recharger 360HD\",'360HD-Imperial'!I120,IF($C$9=\"Recharger 902HD\",'902HD-Imperial'!I120,IF($C$9=\"Contactor Field Drain C-4HD\",'C-4HD-Imperial'!D120,IF($C$9=\"Recharger 180HD\",'180HD-Imperial'!F120,0))))))))","v":""},{"$f":"IF($C$9=\"Contactor 100HD\",'100HD-Imperial'!G120,IF($C$9=\"Recharger 150XLHD\",'150XLHD-Imperial'!G120,IF($C$9=\"Recharger 280HD\",'280HD-Imperial'!G120,IF($C$9=\"Recharger 300HD\",'300HD-Imperial'!J120,IF($C$9=\"Recharger 360HD\",'360HD-Imperial'!J120,IF($C$9=\"Recharger 902HD\",'902HD-Imperial'!J120,IF($C$9=\"Contactor Field Drain C-4HD\",'C-4HD-Imperial'!E120,IF($C$9=\"Recharger 180HD\",'180HD-Imperial'!G120,0))))))))","v":""},{"$f":"IF($C$9=\"Contactor 100HD\",'100HD-Imperial'!H120,IF($C$9=\"Recharger 150XLHD\",'150XLHD-Imperial'!H120,IF($C$9=\"Recharger 280HD\",'280HD-Imperial'!H120,IF($C$9=\"Recharger 300HD\",'300HD-Imperial'!K120,IF($C$9=\"Recharger 360HD\",'360HD-Imperial'!K120,IF($C$9=\"Recharger 902HD\",'902HD-Imperial'!K120,IF($C$9=\"Contactor Field Drain C-4HD\",'C-4HD-Imperial'!F120,IF($C$9=\"Recharger 180HD\",'180HD-Imperial'!H120,0))))))))","v":" "},{"$f":"IF($C$9=\"Contactor 100HD\",'100HD-Imperial'!I120,IF($C$9=\"Recharger 150XLHD\",'150XLHD-Imperial'!I120,IF($C$9=\"Recharger 280HD\",'280HD-Imperial'!I120,IF($C$9=\"Recharger 300HD\",'300HD-Imperial'!L120,IF($C$9=\"Recharger 360HD\",'360HD-Imperial'!L120,IF($C$9=\"Recharger 902HD\",'902HD-Imperial'!L120,IF($C$9=\"Contactor Field Drain C-4HD\",'C-4HD-Imperial'!G120,IF($C$9=\"Recharger 180HD\",'180HD-Imperial'!I120,0))))))))","v":""},null,null,null,null,null,{"$f":"IF($C$9=\"Contactor 100HD\",'100HD-Imperial'!E120,IF($C$9=\"Recharger 150XLHD\",'150XLHD-Imperial'!E120,IF($C$9=\"Recharger 280HD\",'280HD-Imperial'!E120,IF($C$9=\"Recharger 300HD\",#REF!,IF($C$9=\"Recharger 360HD\",'360HD-Imperial'!H120,IF($C$9=\"Recharger 902HD\",'902HD-Imperial'!H120,IF($C$9=\"Recharger 180HD\",'180HD-Imperial'!C120,\"\")))))))","v":{"$error":"#REF!"}}]
[{"$f":"IF($C$9=\"Contactor 100HD\",'100HD-Imperial'!A121,IF($C$9=\"Recharger 150XLHD\",'150XLHD-Imperial'!A121,IF($C$9=\"Recharger 280HD\",'280HD-Imperial'!A121,IF($C$9=\"Recharger 300HD\",'300HD-Imperial'!A121,IF($C$9=\"Recharger 360HD\",'360HD-Imperial'!A121,IF($C$9=\"Recharger 902HD\",'902HD-Imperial'!A121,IF($C$9=\"Contactor Field Drain C-4HD\",'C-4HD-Imperial'!A121,IF($C$9=\"Recharger 180HD\",'180HD-Imperial'!A121,0))))))))","v":-41},{"$f":"IF($C$9=\"Contactor 100HD\",'100HD-Imperial'!D121,IF($C$9=\"Recharger 150XLHD\",'150XLHD-Imperial'!D121,IF($C$9=\"Recharger 280HD\",'280HD-Imperial'!D121,IF($C$9=\"Recharger 300HD\",'300HD-Imperial'!G121,IF($C$9=\"Recharger 360HD\",'360HD-Imperial'!G121,IF($C$9=\"Recharger 902HD\",'902HD-Imperial'!G121,IF($C$9=\"Contactor Field Drain C-4HD\",'C-4HD-Imperial'!C121,IF($C$9=\"Recharger 180HD\",'180HD-Imperial'!D121,0))))))))","v":""},{"$f":"IF($C$9=\"Contactor 100HD\",'100HD-Imperial'!F121,IF($C$9=\"Recharger 150XLHD\",'150XLHD-Imperial'!F121,IF($C$9=\"Recharger 280HD\",'280HD-Imperial'!F121,IF($C$9=\"Recharger 300HD\",'300HD-Imperial'!I121,IF($C$9=\"Recharger 360HD\",'360HD-Imperial'!I121,IF($C$9=\"Recharger 902HD\",'902HD-Imperial'!I121,IF($C$9=\"Contactor Field Drain C-4HD\",'C-4HD-Imperial'!D121,IF($C$9=\"Recharger 180HD\",'180HD-Imperial'!F121,0))))))))","v":""},{"$f":"IF($C$9=\"Contactor 100HD\",'100HD-Imperial'!G121,IF($C$9=\"Recharger 150XLHD\",'150XLHD-Imperial'!G121,IF($C$9=\"Recharger 280HD\",'280HD-Imperial'!G121,IF($C$9=\"Recharger 300HD\",'300HD-Imperial'!J121,IF($C$9=\"Recharger 360HD\",'360HD-Imperial'!J121,IF($C$9=\"Recharger 902HD\",'902HD-Imperial'!J121,IF($C$9=\"Contactor Field Drain C-4HD\",'C-4HD-Imperial'!E121,IF($C$9=\"Recharger 180HD\",'180HD-Imperial'!G121,0))))))))","v":""},{"$f":"IF($C$9=\"Contactor 100HD\",'100HD-Imperial'!H121,IF($C$9=\"Recharger 150XLHD\",'150XLHD-Imperial'!H121,IF($C$9=\"Recharger 280HD\",'280HD-Imperial'!H121,IF($C$9=\"Recharger 300HD\",'300HD-Imperial'!K121,IF($C$9=\"Recharger 360HD\",'360HD-Imperial'!K121,IF($C$9=\"Recharger 902HD\",'902HD-Imperial'!K121,IF($C$9=\"Contactor Field Drain C-4HD\",'C-4HD-Imperial'!F121,IF($C$9=\"Recharger 180HD\",'180HD-Imperial'!H121,0))))))))","v":" "},{"$f":"IF($C$9=\"Contactor 100HD\",'100HD-Imperial'!I121,IF($C$9=\"Recharger 150XLHD\",'150XLHD-Imperial'!I121,IF($C$9=\"Recharger 280HD\",'280HD-Imperial'!I121,IF($C$9=\"Recharger 300HD\",'300HD-Imperial'!L121,IF($C$9=\"Recharger 360HD\",'360HD-Imperial'!L121,IF($C$9=\"Recharger 902HD\",'902HD-Imperial'!L121,IF($C$9=\"Contactor Field Drain C-4HD\",'C-4HD-Imperial'!G121,IF($C$9=\"Recharger 180HD\",'180HD-Imperial'!I121,0))))))))","v":""},null,null,null,null,null,{"$f":"IF($C$9=\"Contactor 100HD\",'100HD-Imperial'!E121,IF($C$9=\"Recharger 150XLHD\",'150XLHD-Imperial'!E121,IF($C$9=\"Recharger 280HD\",'280HD-Imperial'!E121,IF($C$9=\"Recharger 300HD\",#REF!,IF($C$9=\"Recharger 360HD\",'360HD-Imperial'!H121,IF($C$9=\"Recharger 902HD\",'902HD-Imperial'!H121,IF($C$9=\"Recharger 180HD\",'180HD-Imperial'!C121,\"\")))))))","v":{"$error":"#REF!"}}]
[{"$f":"IF($C$9=\"Contactor 100HD\",'100HD-Imperial'!A122,IF($C$9=\"Recharger 150XLHD\",'150XLHD-Imperial'!A122,IF($C$9=\"Recharger 280HD\",'280HD-Imperial'!A122,IF($C$9=\"Recharger 300HD\",'300HD-Imperial'!A122,IF($C$9=\"Recharger 360HD\",'360HD-Imperial'!A122,IF($C$9=\"Recharger 902HD\",'902HD-Imperial'!A122,IF($C$9=\"Contactor Field Drain C-4HD\",'C-4HD-Imperial'!A122,IF($C$9=\"Recharger 180HD\",'180HD-Imperial'!A122,0))))))))","v":-42},{"$f":"IF($C$9=\"Contactor 100HD\",'100HD-Imperial'!D122,IF($C$9=\"Recharger 150XLHD\",'150XLHD-Imperial'!D122,IF($C$9=\"Recharger 280HD\",'280HD-Imperial'!D122,IF($C$9=\"Recharger 300HD\",'300HD-Imperial'!G122,IF($C$9=\"Recharger 360HD\",'360HD-Imperial'!G122,IF($C$9=\"Recharger 902HD\",'902HD-Imperial'!G122,IF($C$9=\"Contactor Field Drain C-4HD\",'C-4HD-Imperial'!C122,IF($C$9=\"Recharger 180HD\",'180HD-Imperial'!D122,0))))))))","v":""},{"$f":"IF($C$9=\"Contactor 100HD\",'100HD-Imperial'!F122,IF($C$9=\"Recharger 150XLHD\",'150XLHD-Imperial'!F122,IF($C$9=\"Recharger 280HD\",'280HD-Imperial'!F122,IF($C$9=\"Recharger 300HD\",'300HD-Imperial'!I122,IF($C$9=\"Recharger 360HD\",'360HD-Imperial'!I122,IF($C$9=\"Recharger 902HD\",'902HD-Imperial'!I122,IF($C$9=\"Contactor Field Drain C-4HD\",'C-4HD-Imperial'!D122,IF($C$9=\"Recharger 180HD\",'180HD-Imperial'!F122,0))))))))","v":""},{"$f":"IF($C$9=\"Contactor 100HD\",'100HD-Imperial'!G122,IF($C$9=\"Recharger 150XLHD\",'150XLHD-Imperial'!G122,IF($C$9=\"Recharger 280HD\",'280HD-Imperial'!G122,IF($C$9=\"Recharger 300HD\",'300HD-Imperial'!J122,IF($C$9=\"Recharger 360HD\",'360HD-Imperial'!J122,IF($C$9=\"Recharger 902HD\",'902HD-Imperial'!J122,IF($C$9=\"Contactor Field Drain C-4HD\",'C-4HD-Imperial'!E122,IF($C$9=\"Recharger 180HD\",'180HD-Imperial'!G122,0))))))))","v":""},{"$f":"IF($C$9=\"Contactor 100HD\",'100HD-Imperial'!H122,IF($C$9=\"Recharger 150XLHD\",'150XLHD-Imperial'!H122,IF($C$9=\"Recharger 280HD\",'280HD-Imperial'!H122,IF($C$9=\"Recharger 300HD\",'300HD-Imperial'!K122,IF($C$9=\"Recharger 360HD\",'360HD-Imperial'!K122,IF($C$9=\"Recharger 902HD\",'902HD-Imperial'!K122,IF($C$9=\"Contactor Field Drain C-4HD\",'C-4HD-Imperial'!F122,IF($C$9=\"Recharger 180HD\",'180HD-Imperial'!H122,0))))))))","v":" "},{"$f":"IF($C$9=\"Contactor 100HD\",'100HD-Imperial'!I122,IF($C$9=\"Recharger 150XLHD\",'150XLHD-Imperial'!I122,IF($C$9=\"Recharger 280HD\",'280HD-Imperial'!I122,IF($C$9=\"Recharger 300HD\",'300HD-Imperial'!L122,IF($C$9=\"Recharger 360HD\",'360HD-Imperial'!L122,IF($C$9=\"Recharger 902HD\",'902HD-Imperial'!L122,IF($C$9=\"Contactor Field Drain C-4HD\",'C-4HD-Imperial'!G122,IF($C$9=\"Recharger 180HD\",'180HD-Imperial'!I122,0))))))))","v":""},null,null,null,null,null,{"$f":"IF($C$9=\"Contactor 100HD\",'100HD-Imperial'!E122,IF($C$9=\"Recharger 150XLHD\",'150XLHD-Imperial'!E122,IF($C$9=\"Recharger 280HD\",'280HD-Imperial'!E122,IF($C$9=\"Recharger 300HD\",#REF!,IF($C$9=\"Recharger 360HD\",'360HD-Imperial'!H122,IF($C$9=\"Recharger 902HD\",'902HD-Imperial'!H122,IF($C$9=\"Recharger 180HD\",'180HD-Imperial'!C122,\"\")))))))","v":{"$error":"#REF!"}}]
[{"$f":"IF($C$9=\"Contactor 100HD\",'100HD-Imperial'!A123,IF($C$9=\"Recharger 150XLHD\",'150XLHD-Imperial'!A123,IF($C$9=\"Recharger 280HD\",'280HD-Imperial'!A123,IF($C$9=\"Recharger 300HD\",'300HD-Imperial'!A123,IF($C$9=\"Recharger 360HD\",'360HD-Imperial'!A123,IF($C$9=\"Recharger 902HD\",'902HD-Imperial'!A123,IF($C$9=\"Contactor Field Drain C-4HD\",'C-4HD-Imperial'!A123,IF($C$9=\"Recharger 180HD\",'180HD-Imperial'!A123,0))))))))","v":-43},{"$f":"IF($C$9=\"Contactor 100HD\",'100HD-Imperial'!D123,IF($C$9=\"Recharger 150XLHD\",'150XLHD-Imperial'!D123,IF($C$9=\"Recharger 280HD\",'280HD-Imperial'!D123,IF($C$9=\"Recharger 300HD\",'300HD-Imperial'!G123,IF($C$9=\"Recharger 360HD\",'360HD-Imperial'!G123,IF($C$9=\"Recharger 902HD\",'902HD-Imperial'!G123,IF($C$9=\"Contactor Field Drain C-4HD\",'C-4HD-Imperial'!C123,IF($C$9=\"Recharger 180HD\",'180HD-Imperial'!D123,0))))))))","v":""},{"$f":"IF($C$9=\"Contactor 100HD\",'100HD-Imperial'!F123,IF($C$9=\"Recharger 150XLHD\",'150XLHD-Imperial'!F123,IF($C$9=\"Recharger 280HD\",'280HD-Imperial'!F123,IF($C$9=\"Recharger 300HD\",'300HD-Imperial'!I123,IF($C$9=\"Recharger 360HD\",'360HD-Imperial'!I123,IF($C$9=\"Recharger 902HD\",'902HD-Imperial'!I123,IF($C$9=\"Contactor Field Drain C-4HD\",'C-4HD-Imperial'!D123,IF($C$9=\"Recharger 180HD\",'180HD-Imperial'!F123,0))))))))","v":""},{"$f":"IF($C$9=\"Contactor 100HD\",'100HD-Imperial'!G123,IF($C$9=\"Recharger 150XLHD\",'150XLHD-Imperial'!G123,IF($C$9=\"Recharger 280HD\",'280HD-Imperial'!G123,IF($C$9=\"Recharger 300HD\",'300HD-Imperial'!J123,IF($C$9=\"Recharger 360HD\",'360HD-Imperial'!J123,IF($C$9=\"Recharger 902HD\",'902HD-Imperial'!J123,IF($C$9=\"Contactor Field Drain C-4HD\",'C-4HD-Imperial'!E123,IF($C$9=\"Recharger 180HD\",'180HD-Imperial'!G123,0))))))))","v":""},{"$f":"IF($C$9=\"Contactor 100HD\",'100HD-Imperial'!H123,IF($C$9=\"Recharger 150XLHD\",'150XLHD-Imperial'!H123,IF($C$9=\"Recharger 280HD\",'280HD-Imperial'!H123,IF($C$9=\"Recharger 300HD\",'300HD-Imperial'!K123,IF($C$9=\"Recharger 360HD\",'360HD-Imperial'!K123,IF($C$9=\"Recharger 902HD\",'902HD-Imperial'!K123,IF($C$9=\"Contactor Field Drain C-4HD\",'C-4HD-Imperial'!F123,IF($C$9=\"Recharger 180HD\",'180HD-Imperial'!H123,0))))))))","v":" "},{"$f":"IF($C$9=\"Contactor 100HD\",'100HD-Imperial'!I123,IF($C$9=\"Recharger 150XLHD\",'150XLHD-Imperial'!I123,IF($C$9=\"Recharger 280HD\",'280HD-Imperial'!I123,IF($C$9=\"Recharger 300HD\",'300HD-Imperial'!L123,IF($C$9=\"Recharger 360HD\",'360HD-Imperial'!L123,IF($C$9=\"Recharger 902HD\",'902HD-Imperial'!L123,IF($C$9=\"Contactor Field Drain C-4HD\",'C-4HD-Imperial'!G123,IF($C$9=\"Recharger 180HD\",'180HD-Imperial'!I123,0))))))))","v":""},null,null,null,null,null,{"$f":"IF($C$9=\"Contactor 100HD\",'100HD-Imperial'!E123,IF($C$9=\"Recharger 150XLHD\",'150XLHD-Imperial'!E123,IF($C$9=\"Recharger 280HD\",'280HD-Imperial'!E123,IF($C$9=\"Recharger 300HD\",#REF!,IF($C$9=\"Recharger 360HD\",'360HD-Imperial'!H123,IF($C$9=\"Recharger 902HD\",'902HD-Imperial'!H123,IF($C$9=\"Recharger 180HD\",'180HD-Imperial'!C123,\"\")))))))","v":{"$error":"#REF!"}}]
[{"$f":"IF($C$9=\"Contactor 100HD\",'100HD-Imperial'!A124,IF($C$9=\"Recharger 150XLHD\",'150XLHD-Imperial'!A124,IF($C$9=\"Recharger 280HD\",'280HD-Imperial'!A124,IF($C$9=\"Recharger 300HD\",'300HD-Imperial'!A124,IF($C$9=\"Recharger 360HD\",'360HD-Imperial'!A124,IF($C$9=\"Recharger 902HD\",'902HD-Imperial'!A124,IF($C$9=\"Contactor Field Drain C-4HD\",'C-4HD-Imperial'!A124,IF($C$9=\"Recharger 180HD\",'180HD-Imperial'!A124,0))))))))","v":-44},{"$f":"IF($C$9=\"Contactor 100HD\",'100HD-Imperial'!D124,IF($C$9=\"Recharger 150XLHD\",'150XLHD-Imperial'!D124,IF($C$9=\"Recharger 280HD\",'280HD-Imperial'!D124,IF($C$9=\"Recharger 300HD\",'300HD-Imperial'!G124,IF($C$9=\"Recharger 360HD\",'360HD-Imperial'!G124,IF($C$9=\"Recharger 902HD\",'902HD-Imperial'!G124,IF($C$9=\"Contactor Field Drain C-4HD\",'C-4HD-Imperial'!C124,IF($C$9=\"Recharger 180HD\",'180HD-Imperial'!D124,0))))))))","v":""},{"$f":"IF($C$9=\"Contactor 100HD\",'100HD-Imperial'!F124,IF($C$9=\"Recharger 150XLHD\",'150XLHD-Imperial'!F124,IF($C$9=\"Recharger 280HD\",'280HD-Imperial'!F124,IF($C$9=\"Recharger 300HD\",'300HD-Imperial'!I124,IF($C$9=\"Recharger 360HD\",'360HD-Imperial'!I124,IF($C$9=\"Recharger 902HD\",'902HD-Imperial'!I124,IF($C$9=\"Contactor Field Drain C-4HD\",'C-4HD-Imperial'!D124,IF($C$9=\"Recharger 180HD\",'180HD-Imperial'!F124,0))))))))","v":""},{"$f":"IF($C$9=\"Contactor 100HD\",'100HD-Imperial'!G124,IF($C$9=\"Recharger 150XLHD\",'150XLHD-Imperial'!G124,IF($C$9=\"Recharger 280HD\",'280HD-Imperial'!G124,IF($C$9=\"Recharger 300HD\",'300HD-Imperial'!J124,IF($C$9=\"Recharger 360HD\",'360HD-Imperial'!J124,IF($C$9=\"Recharger 902HD\",'902HD-Imperial'!J124,IF($C$9=\"Contactor Field Drain C-4HD\",'C-4HD-Imperial'!E124,IF($C$9=\"Recharger 180HD\",'180HD-Imperial'!G124,0))))))))","v":""},{"$f":"IF($C$9=\"Contactor 100HD\",'100HD-Imperial'!H124,IF($C$9=\"Recharger 150XLHD\",'150XLHD-Imperial'!H124,IF($C$9=\"Recharger 280HD\",'280HD-Imperial'!H124,IF($C$9=\"Recharger 300HD\",'300HD-Imperial'!K124,IF($C$9=\"Recharger 360HD\",'360HD-Imperial'!K124,IF($C$9=\"Recharger 902HD\",'902HD-Imperial'!K124,IF($C$9=\"Contactor Field Drain C-4HD\",'C-4HD-Imperial'!F124,IF($C$9=\"Recharger 180HD\",'180HD-Imperial'!H124,0))))))))","v":" "},{"$f":"IF($C$9=\"Contactor 100HD\",'100HD-Imperial'!I124,IF($C$9=\"Recharger 150XLHD\",'150XLHD-Imperial'!I124,IF($C$9=\"Recharger 280HD\",'280HD-Imperial'!I124,IF($C$9=\"Recharger 300HD\",'300HD-Imperial'!L124,IF($C$9=\"Recharger 360HD\",'360HD-Imperial'!L124,IF($C$9=\"Recharger 902HD\",'902HD-Imperial'!L124,IF($C$9=\"Contactor Field Drain C-4HD\",'C-4HD-Imperial'!G124,IF($C$9=\"Recharger 180HD\",'180HD-Imperial'!I124,0))))))))","v":""},null,null,null,null,null,{"$f":"IF($C$9=\"Contactor 100HD\",'100HD-Imperial'!E124,IF($C$9=\"Recharger 150XLHD\",'150XLHD-Imperial'!E124,IF($C$9=\"Recharger 280HD\",'280HD-Imperial'!E124,IF($C$9=\"Recharger 300HD\",#REF!,IF($C$9=\"Recharger 360HD\",'360HD-Imperial'!H124,IF($C$9=\"Recharger 902HD\",'902HD-Imperial'!H124,IF($C$9=\"Recharger 180HD\",'180HD-Imperial'!C124,\"\")))))))","v":{"$error":"#REF!"}}]
[{"$f":"IF($C$9=\"Contactor 100HD\",'100HD-Imperial'!A125,IF($C$9=\"Recharger 150XLHD\",'150XLHD-Imperial'!A125,IF($C$9=\"Recharger 280HD\",'280HD-Imperial'!A125,IF($C$9=\"Recharger 300HD\",'300HD-Imperial'!A125,IF($C$9=\"Recharger 360HD\",'360HD-Imperial'!A125,IF($C$9=\"Recharger 902HD\",'902HD-Imperial'!A125,IF($C$9=\"Contactor Field Drain C-4HD\",'C-4HD-Imperial'!A125,IF($C$9=\"Recharger 180HD\",'180HD-Imperial'!A125,0))))))))","v":-45},{"$f":"IF($C$9=\"Contactor 100HD\",'100HD-Imperial'!D125,IF($C$9=\"Recharger 150XLHD\",'150XLHD-Imperial'!D125,IF($C$9=\"Recharger 280HD\",'280HD-Imperial'!D125,IF($C$9=\"Recharger 300HD\",'300HD-Imperial'!G125,IF($C$9=\"Recharger 360HD\",'360HD-Imperial'!G125,IF($C$9=\"Recharger 902HD\",'902HD-Imperial'!G125,IF($C$9=\"Contactor Field Drain C-4HD\",'C-4HD-Imperial'!C125,IF($C$9=\"Recharger 180HD\",'180HD-Imperial'!D125,0))))))))","v":""},{"$f":"IF($C$9=\"Contactor 100HD\",'100HD-Imperial'!F125,IF($C$9=\"Recharger 150XLHD\",'150XLHD-Imperial'!F125,IF($C$9=\"Recharger 280HD\",'280HD-Imperial'!F125,IF($C$9=\"Recharger 300HD\",'300HD-Imperial'!I125,IF($C$9=\"Recharger 360HD\",'360HD-Imperial'!I125,IF($C$9=\"Recharger 902HD\",'902HD-Imperial'!I125,IF($C$9=\"Contactor Field Drain C-4HD\",'C-4HD-Imperial'!D125,IF($C$9=\"Recharger 180HD\",'180HD-Imperial'!F125,0))))))))","v":""},{"$f":"IF($C$9=\"Contactor 100HD\",'100HD-Imperial'!G125,IF($C$9=\"Recharger 150XLHD\",'150XLHD-Imperial'!G125,IF($C$9=\"Recharger 280HD\",'280HD-Imperial'!G125,IF($C$9=\"Recharger 300HD\",'300HD-Imperial'!J125,IF($C$9=\"Recharger 360HD\",'360HD-Imperial'!J125,IF($C$9=\"Recharger 902HD\",'902HD-Imperial'!J125,IF($C$9=\"Contactor Field Drain C-4HD\",'C-4HD-Imperial'!E125,IF($C$9=\"Recharger 180HD\",'180HD-Imperial'!G125,0))))))))","v":""},{"$f":"IF($C$9=\"Contactor 100HD\",'100HD-Imperial'!H125,IF($C$9=\"Recharger 150XLHD\",'150XLHD-Imperial'!H125,IF($C$9=\"Recharger 280HD\",'280HD-Imperial'!H125,IF($C$9=\"Recharger 300HD\",'300HD-Imperial'!K125,IF($C$9=\"Recharger 360HD\",'360HD-Imperial'!K125,IF($C$9=\"Recharger 902HD\",'902HD-Imperial'!K125,IF($C$9=\"Contactor Field Drain C-4HD\",'C-4HD-Imperial'!F125,IF($C$9=\"Recharger 180HD\",'180HD-Imperial'!H125,0))))))))","v":" "},{"$f":"IF($C$9=\"Contactor 100HD\",'100HD-Imperial'!I125,IF($C$9=\"Recharger 150XLHD\",'150XLHD-Imperial'!I125,IF($C$9=\"Recharger 280HD\",'280HD-Imperial'!I125,IF($C$9=\"Recharger 300HD\",'300HD-Imperial'!L125,IF($C$9=\"Recharger 360HD\",'360HD-Imperial'!L125,IF($C$9=\"Recharger 902HD\",'902HD-Imperial'!L125,IF($C$9=\"Contactor Field Drain C-4HD\",'C-4HD-Imperial'!G125,IF($C$9=\"Recharger 180HD\",'180HD-Imperial'!I125,0))))))))","v":""},null,null,null,null,null,{"$f":"IF($C$9=\"Contactor 100HD\",'100HD-Imperial'!E125,IF($C$9=\"Recharger 150XLHD\",'150XLHD-Imperial'!E125,IF($C$9=\"Recharger 280HD\",'280HD-Imperial'!E125,IF($C$9=\"Recharger 300HD\",#REF!,IF($C$9=\"Recharger 360HD\",'360HD-Imperial'!H125,IF($C$9=\"Recharger 902HD\",'902HD-Imperial'!H125,IF($C$9=\"Recharger 180HD\",'180HD-Imperial'!C125,\"\")))))))","v":{"$error":"#REF!"}}]
[{"$f":"IF($C$9=\"Contactor 100HD\",'100HD-Imperial'!A126,IF($C$9=\"Recharger 150XLHD\",'150XLHD-Imperial'!A126,IF($C$9=\"Recharger 280HD\",'280HD-Imperial'!A126,IF($C$9=\"Recharger 300HD\",'300HD-Imperial'!A126,IF($C$9=\"Recharger 360HD\",'360HD-Imperial'!A126,IF($C$9=\"Recharger 902HD\",'902HD-Imperial'!A126,IF($C$9=\"Contactor Field Drain C-4HD\",'C-4HD-Imperial'!A126,IF($C$9=\"Recharger 180HD\",'180HD-Imperial'!A126,0))))))))","v":-46},{"$f":"IF($C$9=\"Contactor 100HD\",'100HD-Imperial'!D126,IF($C$9=\"Recharger 150XLHD\",'150XLHD-Imperial'!D126,IF($C$9=\"Recharger 280HD\",'280HD-Imperial'!D126,IF($C$9=\"Recharger 300HD\",'300HD-Imperial'!G126,IF($C$9=\"Recharger 360HD\",'360HD-Imperial'!G126,IF($C$9=\"Recharger 902HD\",'902HD-Imperial'!G126,IF($C$9=\"Contactor Field Drain C-4HD\",'C-4HD-Imperial'!C126,IF($C$9=\"Recharger 180HD\",'180HD-Imperial'!D126,0))))))))","v":""},{"$f":"IF($C$9=\"Contactor 100HD\",'100HD-Imperial'!F126,IF($C$9=\"Recharger 150XLHD\",'150XLHD-Imperial'!F126,IF($C$9=\"Recharger 280HD\",'280HD-Imperial'!F126,IF($C$9=\"Recharger 300HD\",'300HD-Imperial'!I126,IF($C$9=\"Recharger 360HD\",'360HD-Imperial'!I126,IF($C$9=\"Recharger 902HD\",'902HD-Imperial'!I126,IF($C$9=\"Contactor Field Drain C-4HD\",'C-4HD-Imperial'!D126,IF($C$9=\"Recharger 180HD\",'180HD-Imperial'!F126,0))))))))","v":""},{"$f":"IF($C$9=\"Contactor 100HD\",'100HD-Imperial'!G126,IF($C$9=\"Recharger 150XLHD\",'150XLHD-Imperial'!G126,IF($C$9=\"Recharger 280HD\",'280HD-Imperial'!G126,IF($C$9=\"Recharger 300HD\",'300HD-Imperial'!J126,IF($C$9=\"Recharger 360HD\",'360HD-Imperial'!J126,IF($C$9=\"Recharger 902HD\",'902HD-Imperial'!J126,IF($C$9=\"Contactor Field Drain C-4HD\",'C-4HD-Imperial'!E126,IF($C$9=\"Recharger 180HD\",'180HD-Imperial'!G126,0))))))))","v":""},{"$f":"IF($C$9=\"Contactor 100HD\",'100HD-Imperial'!H126,IF($C$9=\"Recharger 150XLHD\",'150XLHD-Imperial'!H126,IF($C$9=\"Recharger 280HD\",'280HD-Imperial'!H126,IF($C$9=\"Recharger 300HD\",'300HD-Imperial'!K126,IF($C$9=\"Recharger 360HD\",'360HD-Imperial'!K126,IF($C$9=\"Recharger 902HD\",'902HD-Imperial'!K126,IF($C$9=\"Contactor Field Drain C-4HD\",'C-4HD-Imperial'!F126,IF($C$9=\"Recharger 180HD\",'180HD-Imperial'!H126,0))))))))","v":" "},{"$f":"IF($C$9=\"Contactor 100HD\",'100HD-Imperial'!I126,IF($C$9=\"Recharger 150XLHD\",'150XLHD-Imperial'!I126,IF($C$9=\"Recharger 280HD\",'280HD-Imperial'!I126,IF($C$9=\"Recharger 300HD\",'300HD-Imperial'!L126,IF($C$9=\"Recharger 360HD\",'360HD-Imperial'!L126,IF($C$9=\"Recharger 902HD\",'902HD-Imperial'!L126,IF($C$9=\"Contactor Field Drain C-4HD\",'C-4HD-Imperial'!G126,IF($C$9=\"Recharger 180HD\",'180HD-Imperial'!I126,0))))))))","v":""},null,null,null,null,null,{"$f":"IF($C$9=\"Contactor 100HD\",'100HD-Imperial'!E126,IF($C$9=\"Recharger 150XLHD\",'150XLHD-Imperial'!E126,IF($C$9=\"Recharger 280HD\",'280HD-Imperial'!E126,IF($C$9=\"Recharger 300HD\",#REF!,IF($C$9=\"Recharger 360HD\",'360HD-Imperial'!H126,IF($C$9=\"Recharger 902HD\",'902HD-Imperial'!H126,IF($C$9=\"Recharger 180HD\",'180HD-Imperial'!C126,\"\")))))))","v":{"$error":"#REF!"}}]
[{"$f":"IF($C$9=\"Contactor 100HD\",'100HD-Imperial'!A127,IF($C$9=\"Recharger 150XLHD\",'150XLHD-Imperial'!A127,IF($C$9=\"Recharger 280HD\",'280HD-Imperial'!A127,IF($C$9=\"Recharger 300HD\",'300HD-Imperial'!A127,IF($C$9=\"Recharger 360HD\",'360HD-Imperial'!A127,IF($C$9=\"Recharger 902HD\",'902HD-Imperial'!A127,IF($C$9=\"Contactor Field Drain C-4HD\",'C-4HD-Imperial'!A127,IF($C$9=\"Recharger 180HD\",'180HD-Imperial'!A127,0))))))))","v":-47},{"$f":"IF($C$9=\"Contactor 100HD\",'100HD-Imperial'!D127,IF($C$9=\"Recharger 150XLHD\",'150XLHD-Imperial'!D127,IF($C$9=\"Recharger 280HD\",'280HD-Imperial'!D127,IF($C$9=\"Recharger 300HD\",'300HD-Imperial'!G127,IF($C$9=\"Recharger 360HD\",'360HD-Imperial'!G127,IF($C$9=\"Recharger 902HD\",'902HD-Imperial'!G127,IF($C$9=\"Contactor Field Drain C-4HD\",'C-4HD-Imperial'!C127,IF($C$9=\"Recharger 180HD\",'180HD-Imperial'!D127,0))))))))","v":""},{"$f":"IF($C$9=\"Contactor 100HD\",'100HD-Imperial'!F127,IF($C$9=\"Recharger 150XLHD\",'150XLHD-Imperial'!F127,IF($C$9=\"Recharger 280HD\",'280HD-Imperial'!F127,IF($C$9=\"Recharger 300HD\",'300HD-Imperial'!I127,IF($C$9=\"Recharger 360HD\",'360HD-Imperial'!I127,IF($C$9=\"Recharger 902HD\",'902HD-Imperial'!I127,IF($C$9=\"Contactor Field Drain C-4HD\",'C-4HD-Imperial'!D127,IF($C$9=\"Recharger 180HD\",'180HD-Imperial'!F127,0))))))))","v":""},{"$f":"IF($C$9=\"Contactor 100HD\",'100HD-Imperial'!G127,IF($C$9=\"Recharger 150XLHD\",'150XLHD-Imperial'!G127,IF($C$9=\"Recharger 280HD\",'280HD-Imperial'!G127,IF($C$9=\"Recharger 300HD\",'300HD-Imperial'!J127,IF($C$9=\"Recharger 360HD\",'360HD-Imperial'!J127,IF($C$9=\"Recharger 902HD\",'902HD-Imperial'!J127,IF($C$9=\"Contactor Field Drain C-4HD\",'C-4HD-Imperial'!E127,IF($C$9=\"Recharger 180HD\",'180HD-Imperial'!G127,0))))))))","v":""},{"$f":"IF($C$9=\"Contactor 100HD\",'100HD-Imperial'!H127,IF($C$9=\"Recharger 150XLHD\",'150XLHD-Imperial'!H127,IF($C$9=\"Recharger 280HD\",'280HD-Imperial'!H127,IF($C$9=\"Recharger 300HD\",'300HD-Imperial'!K127,IF($C$9=\"Recharger 360HD\",'360HD-Imperial'!K127,IF($C$9=\"Recharger 902HD\",'902HD-Imperial'!K127,IF($C$9=\"Contactor Field Drain C-4HD\",'C-4HD-Imperial'!F127,IF($C$9=\"Recharger 180HD\",'180HD-Imperial'!H127,0))))))))","v":" "},{"$f":"IF($C$9=\"Contactor 100HD\",'100HD-Imperial'!I127,IF($C$9=\"Recharger 150XLHD\",'150XLHD-Imperial'!I127,IF($C$9=\"Recharger 280HD\",'280HD-Imperial'!I127,IF($C$9=\"Recharger 300HD\",'300HD-Imperial'!L127,IF($C$9=\"Recharger 360HD\",'360HD-Imperial'!L127,IF($C$9=\"Recharger 902HD\",'902HD-Imperial'!L127,IF($C$9=\"Contactor Field Drain C-4HD\",'C-4HD-Imperial'!G127,IF($C$9=\"Recharger 180HD\",'180HD-Imperial'!I127,0))))))))","v":""},null,null,null,null,null,{"$f":"IF($C$9=\"Contactor 100HD\",'100HD-Imperial'!E127,IF($C$9=\"Recharger 150XLHD\",'150XLHD-Imperial'!E127,IF($C$9=\"Recharger 280HD\",'280HD-Imperial'!E127,IF($C$9=\"Recharger 300HD\",#REF!,IF($C$9=\"Recharger 360HD\",'360HD-Imperial'!H127,IF($C$9=\"Recharger 902HD\",'902HD-Imperial'!H127,IF($C$9=\"Recharger 180HD\",'180HD-Imperial'!C127,\"\")))))))","v":{"$error":"#REF!"}}]
[{"$f":"IF($C$9=\"Contactor 100HD\",'100HD-Imperial'!A128,IF($C$9=\"Recharger 150XLHD\",'150XLHD-Imperial'!A128,IF($C$9=\"Recharger 280HD\",'280HD-Imperial'!A128,IF($C$9=\"Recharger 300HD\",'300HD-Imperial'!A128,IF($C$9=\"Recharger 360HD\",'360HD-Imperial'!A128,IF($C$9=\"Recharger 902HD\",'902HD-Imperial'!A128,IF($C$9=\"Contactor Field Drain C-4HD\",'C-4HD-Imperial'!A128,IF($C$9=\"Recharger 180HD\",'180HD-Imperial'!A128,0))))))))","v":-48},{"$f":"IF($C$9=\"Contactor 100HD\",'100HD-Imperial'!D128,IF($C$9=\"Recharger 150XLHD\",'150XLHD-Imperial'!D128,IF($C$9=\"Recharger 280HD\",'280HD-Imperial'!D128,IF($C$9=\"Recharger 300HD\",'300HD-Imperial'!G128,IF($C$9=\"Recharger 360HD\",'360HD-Imperial'!G128,IF($C$9=\"Recharger 902HD\",'902HD-Imperial'!G128,IF($C$9=\"Contactor Field Drain C-4HD\",'C-4HD-Imperial'!C128,IF($C$9=\"Recharger 180HD\",'180HD-Imperial'!D128,0))))))))","v":""},{"$f":"IF($C$9=\"Contactor 100HD\",'100HD-Imperial'!F128,IF($C$9=\"Recharger 150XLHD\",'150XLHD-Imperial'!F128,IF($C$9=\"Recharger 280HD\",'280HD-Imperial'!F128,IF($C$9=\"Recharger 300HD\",'300HD-Imperial'!I128,IF($C$9=\"Recharger 360HD\",'360HD-Imperial'!I128,IF($C$9=\"Recharger 902HD\",'902HD-Imperial'!I128,IF($C$9=\"Contactor Field Drain C-4HD\",'C-4HD-Imperial'!D128,IF($C$9=\"Recharger 180HD\",'180HD-Imperial'!F128,0))))))))","v":""},{"$f":"IF($C$9=\"Contactor 100HD\",'100HD-Imperial'!G128,IF($C$9=\"Recharger 150XLHD\",'150XLHD-Imperial'!G128,IF($C$9=\"Recharger 280HD\",'280HD-Imperial'!G128,IF($C$9=\"Recharger 300HD\",'300HD-Imperial'!J128,IF($C$9=\"Recharger 360HD\",'360HD-Imperial'!J128,IF($C$9=\"Recharger 902HD\",'902HD-Imperial'!J128,IF($C$9=\"Contactor Field Drain C-4HD\",'C-4HD-Imperial'!E128,IF($C$9=\"Recharger 180HD\",'180HD-Imperial'!G128,0))))))))","v":""},{"$f":"IF($C$9=\"Contactor 100HD\",'100HD-Imperial'!H128,IF($C$9=\"Recharger 150XLHD\",'150XLHD-Imperial'!H128,IF($C$9=\"Recharger 280HD\",'280HD-Imperial'!H128,IF($C$9=\"Recharger 300HD\",'300HD-Imperial'!K128,IF($C$9=\"Recharger 360HD\",'360HD-Imperial'!K128,IF($C$9=\"Recharger 902HD\",'902HD-Imperial'!K128,IF($C$9=\"Contactor Field Drain C-4HD\",'C-4HD-Imperial'!F128,IF($C$9=\"Recharger 180HD\",'180HD-Imperial'!H128,0))))))))","v":" "},{"$f":"IF($C$9=\"Contactor 100HD\",'100HD-Imperial'!I128,IF($C$9=\"Recharger 150XLHD\",'150XLHD-Imperial'!I128,IF($C$9=\"Recharger 280HD\",'280HD-Imperial'!I128,IF($C$9=\"Recharger 300HD\",'300HD-Imperial'!L128,IF($C$9=\"Recharger 360HD\",'360HD-Imperial'!L128,IF($C$9=\"Recharger 902HD\",'902HD-Imperial'!L128,IF($C$9=\"Contactor Field Drain C-4HD\",'C-4HD-Imperial'!G128,IF($C$9=\"Recharger 180HD\",'180HD-Imperial'!I128,0))))))))","v":""},null,null,null,null,null,{"$f":"IF($C$9=\"Contactor 100HD\",'100HD-Imperial'!E128,IF($C$9=\"Recharger 150XLHD\",'150XLHD-Imperial'!E128,IF($C$9=\"Recharger 280HD\",'280HD-Imperial'!E128,IF($C$9=\"Recharger 300HD\",#REF!,IF($C$9=\"Recharger 360HD\",'360HD-Imperial'!H128,IF($C$9=\"Recharger 902HD\",'902HD-Imperial'!H128,IF($C$9=\"Recharger 180HD\",'180HD-Imperial'!C128,\"\")))))))","v":{"$error":"#REF!"}}]
[{"$f":"IF($C$9=\"Contactor 100HD\",'100HD-Imperial'!A129,IF($C$9=\"Recharger 150XLHD\",'150XLHD-Imperial'!A129,IF($C$9=\"Recharger 280HD\",'280HD-Imperial'!A129,IF($C$9=\"Recharger 300HD\",'300HD-Imperial'!A129,IF($C$9=\"Recharger 360HD\",'360HD-Imperial'!A129,IF($C$9=\"Recharger 902HD\",'902HD-Imperial'!A129,IF($C$9=\"Contactor Field Drain C-4HD\",'C-4HD-Imperial'!A129,IF($C$9=\"Recharger 180HD\",'180HD-Imperial'!A129,0))))))))","v":-49},{"$f":"IF($C$9=\"Contactor 100HD\",'100HD-Imperial'!D129,IF($C$9=\"Recharger 150XLHD\",'150XLHD-Imperial'!D129,IF($C$9=\"Recharger 280HD\",'280HD-Imperial'!D129,IF($C$9=\"Recharger 300HD\",'300HD-Imperial'!G129,IF($C$9=\"Recharger 360HD\",'360HD-Imperial'!G129,IF($C$9=\"Recharger 902HD\",'902HD-Imperial'!G129,IF($C$9=\"Contactor Field Drain C-4HD\",'C-4HD-Imperial'!C129,IF($C$9=\"Recharger 180HD\",'180HD-Imperial'!D129,0))))))))","v":""},{"$f":"IF($C$9=\"Contactor 100HD\",'100HD-Imperial'!F129,IF($C$9=\"Recharger 150XLHD\",'150XLHD-Imperial'!F129,IF($C$9=\"Recharger 280HD\",'280HD-Imperial'!F129,IF($C$9=\"Recharger 300HD\",'300HD-Imperial'!I129,IF($C$9=\"Recharger 360HD\",'360HD-Imperial'!I129,IF($C$9=\"Recharger 902HD\",'902HD-Imperial'!I129,IF($C$9=\"Contactor Field Drain C-4HD\",'C-4HD-Imperial'!D129,IF($C$9=\"Recharger 180HD\",'180HD-Imperial'!F129,0))))))))","v":""},{"$f":"IF($C$9=\"Contactor 100HD\",'100HD-Imperial'!G129,IF($C$9=\"Recharger 150XLHD\",'150XLHD-Imperial'!G129,IF($C$9=\"Recharger 280HD\",'280HD-Imperial'!G129,IF($C$9=\"Recharger 300HD\",'300HD-Imperial'!J129,IF($C$9=\"Recharger 360HD\",'360HD-Imperial'!J129,IF($C$9=\"Recharger 902HD\",'902HD-Imperial'!J129,IF($C$9=\"Contactor Field Drain C-4HD\",'C-4HD-Imperial'!E129,IF($C$9=\"Recharger 180HD\",'180HD-Imperial'!G129,0))))))))","v":""},{"$f":"IF($C$9=\"Contactor 100HD\",'100HD-Imperial'!H129,IF($C$9=\"Recharger 150XLHD\",'150XLHD-Imperial'!H129,IF($C$9=\"Recharger 280HD\",'280HD-Imperial'!H129,IF($C$9=\"Recharger 300HD\",'300HD-Imperial'!K129,IF($C$9=\"Recharger 360HD\",'360HD-Imperial'!K129,IF($C$9=\"Recharger 902HD\",'902HD-Imperial'!K129,IF($C$9=\"Contactor Field Drain C-4HD\",'C-4HD-Imperial'!F129,IF($C$9=\"Recharger 180HD\",'180HD-Imperial'!H129,0))))))))","v":" "},{"$f":"IF($C$9=\"Contactor 100HD\",'100HD-Imperial'!I129,IF($C$9=\"Recharger 150XLHD\",'150XLHD-Imperial'!I129,IF($C$9=\"Recharger 280HD\",'280HD-Imperial'!I129,IF($C$9=\"Recharger 300HD\",'300HD-Imperial'!L129,IF($C$9=\"Recharger 360HD\",'360HD-Imperial'!L129,IF($C$9=\"Recharger 902HD\",'902HD-Imperial'!L129,IF($C$9=\"Contactor Field Drain C-4HD\",'C-4HD-Imperial'!G129,IF($C$9=\"Recharger 180HD\",'180HD-Imperial'!I129,0))))))))","v":""},null,null,null,null,null,{"$f":"IF($C$9=\"Contactor 100HD\",'100HD-Imperial'!E129,IF($C$9=\"Recharger 150XLHD\",'150XLHD-Imperial'!E129,IF($C$9=\"Recharger 280HD\",'280HD-Imperial'!E129,IF($C$9=\"Recharger 300HD\",#REF!,IF($C$9=\"Recharger 360HD\",'360HD-Imperial'!H129,IF($C$9=\"Recharger 902HD\",'902HD-Imperial'!H129,IF($C$9=\"Recharger 180HD\",'180HD-Imperial'!C129,\"\")))))))","v":{"$error":"#REF!"}}]
[{"$f":"IF($C$9=\"Contactor 100HD\",'100HD-Imperial'!A130,IF($C$9=\"Recharger 150XLHD\",'150XLHD-Imperial'!A130,IF($C$9=\"Recharger 280HD\",'280HD-Imperial'!A130,IF($C$9=\"Recharger 300HD\",'300HD-Imperial'!A130,IF($C$9=\"Recharger 360HD\",'360HD-Imperial'!A130,IF($C$9=\"Recharger 902HD\",'902HD-Imperial'!A130,IF($C$9=\"Contactor Field Drain C-4HD\",'C-4HD-Imperial'!A130,IF($C$9=\"Recharger 180HD\",'180HD-Imperial'!A130,0))))))))","v":-50},{"$f":"IF($C$9=\"Contactor 100HD\",'100HD-Imperial'!D130,IF($C$9=\"Recharger 150XLHD\",'150XLHD-Imperial'!D130,IF($C$9=\"Recharger 280HD\",'280HD-Imperial'!D130,IF($C$9=\"Recharger 300HD\",'300HD-Imperial'!G130,IF($C$9=\"Recharger 360HD\",'360HD-Imperial'!G130,IF($C$9=\"Recharger 902HD\",'902HD-Imperial'!G130,IF($C$9=\"Contactor Field Drain C-4HD\",'C-4HD-Imperial'!C130,IF($C$9=\"Recharger 180HD\",'180HD-Imperial'!D130,0))))))))","v":""},{"$f":"IF($C$9=\"Contactor 100HD\",'100HD-Imperial'!F130,IF($C$9=\"Recharger 150XLHD\",'150XLHD-Imperial'!F130,IF($C$9=\"Recharger 280HD\",'280HD-Imperial'!F130,IF($C$9=\"Recharger 300HD\",'300HD-Imperial'!I130,IF($C$9=\"Recharger 360HD\",'360HD-Imperial'!I130,IF($C$9=\"Recharger 902HD\",'902HD-Imperial'!I130,IF($C$9=\"Contactor Field Drain C-4HD\",'C-4HD-Imperial'!D130,IF($C$9=\"Recharger 180HD\",'180HD-Imperial'!F130,0))))))))","v":""},{"$f":"IF($C$9=\"Contactor 100HD\",'100HD-Imperial'!G130,IF($C$9=\"Recharger 150XLHD\",'150XLHD-Imperial'!G130,IF($C$9=\"Recharger 280HD\",'280HD-Imperial'!G130,IF($C$9=\"Recharger 300HD\",'300HD-Imperial'!J130,IF($C$9=\"Recharger 360HD\",'360HD-Imperial'!J130,IF($C$9=\"Recharger 902HD\",'902HD-Imperial'!J130,IF($C$9=\"Contactor Field Drain C-4HD\",'C-4HD-Imperial'!E130,IF($C$9=\"Recharger 180HD\",'180HD-Imperial'!G130,0))))))))","v":""},{"$f":"IF($C$9=\"Contactor 100HD\",'100HD-Imperial'!H130,IF($C$9=\"Recharger 150XLHD\",'150XLHD-Imperial'!H130,IF($C$9=\"Recharger 280HD\",'280HD-Imperial'!H130,IF($C$9=\"Recharger 300HD\",'300HD-Imperial'!K130,IF($C$9=\"Recharger 360HD\",'360HD-Imperial'!K130,IF($C$9=\"Recharger 902HD\",'902HD-Imperial'!K130,IF($C$9=\"Contactor Field Drain C-4HD\",'C-4HD-Imperial'!F130,IF($C$9=\"Recharger 180HD\",'180HD-Imperial'!H130,0))))))))","v":" "},{"$f":"IF($C$9=\"Contactor 100HD\",'100HD-Imperial'!I130,IF($C$9=\"Recharger 150XLHD\",'150XLHD-Imperial'!I130,IF($C$9=\"Recharger 280HD\",'280HD-Imperial'!I130,IF($C$9=\"Recharger 300HD\",'300HD-Imperial'!L130,IF($C$9=\"Recharger 360HD\",'360HD-Imperial'!L130,IF($C$9=\"Recharger 902HD\",'902HD-Imperial'!L130,IF($C$9=\"Contactor Field Drain C-4HD\",'C-4HD-Imperial'!G130,IF($C$9=\"Recharger 180HD\",'180HD-Imperial'!I130,0))))))))","v":""},null,null,null,null,null,{"$f":"IF($C$9=\"Contactor 100HD\",'100HD-Imperial'!E130,IF($C$9=\"Recharger 150XLHD\",'150XLHD-Imperial'!E130,IF($C$9=\"Recharger 280HD\",'280HD-Imperial'!E130,IF($C$9=\"Recharger 300HD\",#REF!,IF($C$9=\"Recharger 360HD\",'360HD-Imperial'!H130,IF($C$9=\"Recharger 902HD\",'902HD-Imperial'!H130,IF($C$9=\"Recharger 180HD\",'180HD-Imperial'!C130,\"\")))))))","v":{"$error":"#REF!"}}]
[{"$f":"IF($C$9=\"Contactor 100HD\",'100HD-Imperial'!A131,IF($C$9=\"Recharger 150XLHD\",'150XLHD-Imperial'!A131,IF($C$9=\"Recharger 280HD\",'280HD-Imperial'!A131,IF($C$9=\"Recharger 300HD\",'300HD-Imperial'!A131,IF($C$9=\"Recharger 360HD\",'360HD-Imperial'!A131,IF($C$9=\"Recharger 902HD\",'902HD-Imperial'!A131,IF($C$9=\"Contactor Field Drain C-4HD\",'C-4HD-Imperial'!A131,IF($C$9=\"Recharger 180HD\",'180HD-Imperial'!A131,0))))))))","v":-51},{"$f":"IF($C$9=\"Contactor 100HD\",'100HD-Imperial'!D131,IF($C$9=\"Recharger 150XLHD\",'150XLHD-Imperial'!D131,IF($C$9=\"Recharger 280HD\",'280HD-Imperial'!D131,IF($C$9=\"Recharger 300HD\",'300HD-Imperial'!G131,IF($C$9=\"Recharger 360HD\",'360HD-Imperial'!G131,IF($C$9=\"Recharger 902HD\",'902HD-Imperial'!G131,IF($C$9=\"Contactor Field Drain C-4HD\",'C-4HD-Imperial'!C131,IF($C$9=\"Recharger 180HD\",'180HD-Imperial'!D131,0))))))))","v":""},{"$f":"IF($C$9=\"Contactor 100HD\",'100HD-Imperial'!F131,IF($C$9=\"Recharger 150XLHD\",'150XLHD-Imperial'!F131,IF($C$9=\"Recharger 280HD\",'280HD-Imperial'!F131,IF($C$9=\"Recharger 300HD\",'300HD-Imperial'!I131,IF($C$9=\"Recharger 360HD\",'360HD-Imperial'!I131,IF($C$9=\"Recharger 902HD\",'902HD-Imperial'!I131,IF($C$9=\"Contactor Field Drain C-4HD\",'C-4HD-Imperial'!D131,IF($C$9=\"Recharger 180HD\",'180HD-Imperial'!F131,0))))))))","v":""},{"$f":"IF($C$9=\"Contactor 100HD\",'100HD-Imperial'!G131,IF($C$9=\"Recharger 150XLHD\",'150XLHD-Imperial'!G131,IF($C$9=\"Recharger 280HD\",'280HD-Imperial'!G131,IF($C$9=\"Recharger 300HD\",'300HD-Imperial'!J131,IF($C$9=\"Recharger 360HD\",'360HD-Imperial'!J131,IF($C$9=\"Recharger 902HD\",'902HD-Imperial'!J131,IF($C$9=\"Contactor Field Drain C-4HD\",'C-4HD-Imperial'!E131,IF($C$9=\"Recharger 180HD\",'180HD-Imperial'!G131,0))))))))","v":""},{"$f":"IF($C$9=\"Contactor 100HD\",'100HD-Imperial'!H131,IF($C$9=\"Recharger 150XLHD\",'150XLHD-Imperial'!H131,IF($C$9=\"Recharger 280HD\",'280HD-Imperial'!H131,IF($C$9=\"Recharger 300HD\",'300HD-Imperial'!K131,IF($C$9=\"Recharger 360HD\",'360HD-Imperial'!K131,IF($C$9=\"Recharger 902HD\",'902HD-Imperial'!K131,IF($C$9=\"Contactor Field Drain C-4HD\",'C-4HD-Imperial'!F131,IF($C$9=\"Recharger 180HD\",'180HD-Imperial'!H131,0))))))))","v":" "},{"$f":"IF($C$9=\"Contactor 100HD\",'100HD-Imperial'!I131,IF($C$9=\"Recharger 150XLHD\",'150XLHD-Imperial'!I131,IF($C$9=\"Recharger 280HD\",'280HD-Imperial'!I131,IF($C$9=\"Recharger 300HD\",'300HD-Imperial'!L131,IF($C$9=\"Recharger 360HD\",'360HD-Imperial'!L131,IF($C$9=\"Recharger 902HD\",'902HD-Imperial'!L131,IF($C$9=\"Contactor Field Drain C-4HD\",'C-4HD-Imperial'!G131,IF($C$9=\"Recharger 180HD\",'180HD-Imperial'!I131,0))))))))","v":""},null,null,null,null,null,{"$f":"IF($C$9=\"Contactor 100HD\",'100HD-Imperial'!E131,IF($C$9=\"Recharger 150XLHD\",'150XLHD-Imperial'!E131,IF($C$9=\"Recharger 280HD\",'280HD-Imperial'!E131,IF($C$9=\"Recharger 300HD\",#REF!,IF($C$9=\"Recharger 360HD\",'360HD-Imperial'!H131,IF($C$9=\"Recharger 902HD\",'902HD-Imperial'!H131,IF($C$9=\"Recharger 180HD\",'180HD-Imperial'!C131,\"\")))))))","v":{"$error":"#REF!"}}]
[{"$f":"IF($C$9=\"Contactor 100HD\",'100HD-Imperial'!A132,IF($C$9=\"Recharger 150XLHD\",'150XLHD-Imperial'!A132,IF($C$9=\"Recharger 280HD\",'280HD-Imperial'!A132,IF($C$9=\"Recharger 300HD\",'300HD-Imperial'!A132,IF($C$9=\"Recharger 360HD\",'360HD-Imperial'!A132,IF($C$9=\"Recharger 902HD\",'902HD-Imperial'!A132,IF($C$9=\"Contactor Field Drain C-4HD\",'C-4HD-Imperial'!A132,IF($C$9=\"Recharger 180HD\",'180HD-Imperial'!A132,0))))))))","v":-52},{"$f":"IF($C$9=\"Contactor 100HD\",'100HD-Imperial'!D132,IF($C$9=\"Recharger 150XLHD\",'150XLHD-Imperial'!D132,IF($C$9=\"Recharger 280HD\",'280HD-Imperial'!D132,IF($C$9=\"Recharger 300HD\",'300HD-Imperial'!G132,IF($C$9=\"Recharger 360HD\",'360HD-Imperial'!G132,IF($C$9=\"Recharger 902HD\",'902HD-Imperial'!G132,IF($C$9=\"Contactor Field Drain C-4HD\",'C-4HD-Imperial'!C132,IF($C$9=\"Recharger 180HD\",'180HD-Imperial'!D132,0))))))))","v":""},{"$f":"IF($C$9=\"Contactor 100HD\",'100HD-Imperial'!F132,IF($C$9=\"Recharger 150XLHD\",'150XLHD-Imperial'!F132,IF($C$9=\"Recharger 280HD\",'280HD-Imperial'!F132,IF($C$9=\"Recharger 300HD\",'300HD-Imperial'!I132,IF($C$9=\"Recharger 360HD\",'360HD-Imperial'!I132,IF($C$9=\"Recharger 902HD\",'902HD-Imperial'!I132,IF($C$9=\"Contactor Field Drain C-4HD\",'C-4HD-Imperial'!D132,IF($C$9=\"Recharger 180HD\",'180HD-Imperial'!F132,0))))))))","v":""},{"$f":"IF($C$9=\"Contactor 100HD\",'100HD-Imperial'!G132,IF($C$9=\"Recharger 150XLHD\",'150XLHD-Imperial'!G132,IF($C$9=\"Recharger 280HD\",'280HD-Imperial'!G132,IF($C$9=\"Recharger 300HD\",'300HD-Imperial'!J132,IF($C$9=\"Recharger 360HD\",'360HD-Imperial'!J132,IF($C$9=\"Recharger 902HD\",'902HD-Imperial'!J132,IF($C$9=\"Contactor Field Drain C-4HD\",'C-4HD-Imperial'!E132,IF($C$9=\"Recharger 180HD\",'180HD-Imperial'!G132,0))))))))","v":""},{"$f":"IF($C$9=\"Contactor 100HD\",'100HD-Imperial'!H132,IF($C$9=\"Recharger 150XLHD\",'150XLHD-Imperial'!H132,IF($C$9=\"Recharger 280HD\",'280HD-Imperial'!H132,IF($C$9=\"Recharger 300HD\",'300HD-Imperial'!K132,IF($C$9=\"Recharger 360HD\",'360HD-Imperial'!K132,IF($C$9=\"Recharger 902HD\",'902HD-Imperial'!K132,IF($C$9=\"Contactor Field Drain C-4HD\",'C-4HD-Imperial'!F132,IF($C$9=\"Recharger 180HD\",'180HD-Imperial'!H132,0))))))))","v":" "},{"$f":"IF($C$9=\"Contactor 100HD\",'100HD-Imperial'!I132,IF($C$9=\"Recharger 150XLHD\",'150XLHD-Imperial'!I132,IF($C$9=\"Recharger 280HD\",'280HD-Imperial'!I132,IF($C$9=\"Recharger 300HD\",'300HD-Imperial'!L132,IF($C$9=\"Recharger 360HD\",'360HD-Imperial'!L132,IF($C$9=\"Recharger 902HD\",'902HD-Imperial'!L132,IF($C$9=\"Contactor Field Drain C-4HD\",'C-4HD-Imperial'!G132,IF($C$9=\"Recharger 180HD\",'180HD-Imperial'!I132,0))))))))","v":""},null,null,null,null,null,{"$f":"IF($C$9=\"Contactor 100HD\",'100HD-Imperial'!E132,IF($C$9=\"Recharger 150XLHD\",'150XLHD-Imperial'!E132,IF($C$9=\"Recharger 280HD\",'280HD-Imperial'!E132,IF($C$9=\"Recharger 300HD\",#REF!,IF($C$9=\"Recharger 360HD\",'360HD-Imperial'!H132,IF($C$9=\"Recharger 902HD\",'902HD-Imperial'!H132,IF($C$9=\"Recharger 180HD\",'180HD-Imperial'!C132,\"\")))))))","v":{"$error":"#REF!"}}]
[{"$f":"IF($C$9=\"Contactor 100HD\",'100HD-Imperial'!A133,IF($C$9=\"Recharger 150XLHD\",'150XLHD-Imperial'!A133,IF($C$9=\"Recharger 280HD\",'280HD-Imperial'!A133,IF($C$9=\"Recharger 300HD\",'300HD-Imperial'!A133,IF($C$9=\"Recharger 360HD\",'360HD-Imperial'!A133,IF($C$9=\"Recharger 902HD\",'902HD-Imperial'!A133,IF($C$9=\"Contactor Field Drain C-4HD\",'C-4HD-Imperial'!A133,IF($C$9=\"Recharger 180HD\",'180HD-Imperial'!A133,0))))))))","v":-53},{"$f":"IF($C$9=\"Contactor 100HD\",'100HD-Imperial'!D133,IF($C$9=\"Recharger 150XLHD\",'150XLHD-Imperial'!D133,IF($C$9=\"Recharger 280HD\",'280HD-Imperial'!D133,IF($C$9=\"Recharger 300HD\",'300HD-Imperial'!G133,IF($C$9=\"Recharger 360HD\",'360HD-Imperial'!G133,IF($C$9=\"Recharger 902HD\",'902HD-Imperial'!G133,IF($C$9=\"Contactor Field Drain C-4HD\",'C-4HD-Imperial'!C133,IF($C$9=\"Recharger 180HD\",'180HD-Imperial'!D133,0))))))))","v":""},{"$f":"IF($C$9=\"Contactor 100HD\",'100HD-Imperial'!F133,IF($C$9=\"Recharger 150XLHD\",'150XLHD-Imperial'!F133,IF($C$9=\"Recharger 280HD\",'280HD-Imperial'!F133,IF($C$9=\"Recharger 300HD\",'300HD-Imperial'!I133,IF($C$9=\"Recharger 360HD\",'360HD-Imperial'!I133,IF($C$9=\"Recharger 902HD\",'902HD-Imperial'!I133,IF($C$9=\"Contactor Field Drain C-4HD\",'C-4HD-Imperial'!D133,IF($C$9=\"Recharger 180HD\",'180HD-Imperial'!F133,0))))))))","v":""},{"$f":"IF($C$9=\"Contactor 100HD\",'100HD-Imperial'!G133,IF($C$9=\"Recharger 150XLHD\",'150XLHD-Imperial'!G133,IF($C$9=\"Recharger 280HD\",'280HD-Imperial'!G133,IF($C$9=\"Recharger 300HD\",'300HD-Imperial'!J133,IF($C$9=\"Recharger 360HD\",'360HD-Imperial'!J133,IF($C$9=\"Recharger 902HD\",'902HD-Imperial'!J133,IF($C$9=\"Contactor Field Drain C-4HD\",'C-4HD-Imperial'!E133,IF($C$9=\"Recharger 180HD\",'180HD-Imperial'!G133,0))))))))","v":""},{"$f":"IF($C$9=\"Contactor 100HD\",'100HD-Imperial'!H133,IF($C$9=\"Recharger 150XLHD\",'150XLHD-Imperial'!H133,IF($C$9=\"Recharger 280HD\",'280HD-Imperial'!H133,IF($C$9=\"Recharger 300HD\",'300HD-Imperial'!K133,IF($C$9=\"Recharger 360HD\",'360HD-Imperial'!K133,IF($C$9=\"Recharger 902HD\",'902HD-Imperial'!K133,IF($C$9=\"Contactor Field Drain C-4HD\",'C-4HD-Imperial'!F133,IF($C$9=\"Recharger 180HD\",'180HD-Imperial'!H133,0))))))))","v":" "},{"$f":"IF($C$9=\"Contactor 100HD\",'100HD-Imperial'!I133,IF($C$9=\"Recharger 150XLHD\",'150XLHD-Imperial'!I133,IF($C$9=\"Recharger 280HD\",'280HD-Imperial'!I133,IF($C$9=\"Recharger 300HD\",'300HD-Imperial'!L133,IF($C$9=\"Recharger 360HD\",'360HD-Imperial'!L133,IF($C$9=\"Recharger 902HD\",'902HD-Imperial'!L133,IF($C$9=\"Contactor Field Drain C-4HD\",'C-4HD-Imperial'!G133,IF($C$9=\"Recharger 180HD\",'180HD-Imperial'!I133,0))))))))","v":""},null,null,null,null,null,{"$f":"IF($C$9=\"Contactor 100HD\",'100HD-Imperial'!E133,IF($C$9=\"Recharger 150XLHD\",'150XLHD-Imperial'!E133,IF($C$9=\"Recharger 280HD\",'280HD-Imperial'!E133,IF($C$9=\"Recharger 300HD\",#REF!,IF($C$9=\"Recharger 360HD\",'360HD-Imperial'!H133,IF($C$9=\"Recharger 902HD\",'902HD-Imperial'!H133,IF($C$9=\"Recharger 180HD\",'180HD-Imperial'!C133,\"\")))))))","v":{"$error":"#REF!"}}]
[{"$f":"IF($C$9=\"Contactor 100HD\",'100HD-Imperial'!A134,IF($C$9=\"Recharger 150XLHD\",'150XLHD-Imperial'!A134,IF($C$9=\"Recharger 280HD\",'280HD-Imperial'!A134,IF($C$9=\"Recharger 300HD\",'300HD-Imperial'!A134,IF($C$9=\"Recharger 360HD\",'360HD-Imperial'!A134,IF($C$9=\"Recharger 902HD\",'902HD-Imperial'!A134,IF($C$9=\"Contactor Field Drain C-4HD\",'C-4HD-Imperial'!A134,IF($C$9=\"Recharger 180HD\",'180HD-Imperial'!A134,0))))))))","v":-54},{"$f":"IF($C$9=\"Contactor 100HD\",'100HD-Imperial'!D134,IF($C$9=\"Recharger 150XLHD\",'150XLHD-Imperial'!D134,IF($C$9=\"Recharger 280HD\",'280HD-Imperial'!D134,IF($C$9=\"Recharger 300HD\",'300HD-Imperial'!G134,IF($C$9=\"Recharger 360HD\",'360HD-Imperial'!G134,IF($C$9=\"Recharger 902HD\",'902HD-Imperial'!G134,IF($C$9=\"Contactor Field Drain C-4HD\",'C-4HD-Imperial'!C134,IF($C$9=\"Recharger 180HD\",'180HD-Imperial'!D134,0))))))))","v":""},{"$f":"IF($C$9=\"Contactor 100HD\",'100HD-Imperial'!F134,IF($C$9=\"Recharger 150XLHD\",'150XLHD-Imperial'!F134,IF($C$9=\"Recharger 280HD\",'280HD-Imperial'!F134,IF($C$9=\"Recharger 300HD\",'300HD-Imperial'!I134,IF($C$9=\"Recharger 360HD\",'360HD-Imperial'!I134,IF($C$9=\"Recharger 902HD\",'902HD-Imperial'!I134,IF($C$9=\"Contactor Field Drain C-4HD\",'C-4HD-Imperial'!D134,IF($C$9=\"Recharger 180HD\",'180HD-Imperial'!F134,0))))))))","v":""},{"$f":"IF($C$9=\"Contactor 100HD\",'100HD-Imperial'!G134,IF($C$9=\"Recharger 150XLHD\",'150XLHD-Imperial'!G134,IF($C$9=\"Recharger 280HD\",'280HD-Imperial'!G134,IF($C$9=\"Recharger 300HD\",'300HD-Imperial'!J134,IF($C$9=\"Recharger 360HD\",'360HD-Imperial'!J134,IF($C$9=\"Recharger 902HD\",'902HD-Imperial'!J134,IF($C$9=\"Contactor Field Drain C-4HD\",'C-4HD-Imperial'!E134,IF($C$9=\"Recharger 180HD\",'180HD-Imperial'!G134,0))))))))","v":""},{"$f":"IF($C$9=\"Contactor 100HD\",'100HD-Imperial'!H134,IF($C$9=\"Recharger 150XLHD\",'150XLHD-Imperial'!H134,IF($C$9=\"Recharger 280HD\",'280HD-Imperial'!H134,IF($C$9=\"Recharger 300HD\",'300HD-Imperial'!K134,IF($C$9=\"Recharger 360HD\",'360HD-Imperial'!K134,IF($C$9=\"Recharger 902HD\",'902HD-Imperial'!K134,IF($C$9=\"Contactor Field Drain C-4HD\",'C-4HD-Imperial'!F134,IF($C$9=\"Recharger 180HD\",'180HD-Imperial'!H134,0))))))))","v":" "},{"$f":"IF($C$9=\"Contactor 100HD\",'100HD-Imperial'!I134,IF($C$9=\"Recharger 150XLHD\",'150XLHD-Imperial'!I134,IF($C$9=\"Recharger 280HD\",'280HD-Imperial'!I134,IF($C$9=\"Recharger 300HD\",'300HD-Imperial'!L134,IF($C$9=\"Recharger 360HD\",'360HD-Imperial'!L134,IF($C$9=\"Recharger 902HD\",'902HD-Imperial'!L134,IF($C$9=\"Contactor Field Drain C-4HD\",'C-4HD-Imperial'!G134,IF($C$9=\"Recharger 180HD\",'180HD-Imperial'!I134,0))))))))","v":""},null,null,null,null,null,{"$f":"IF($C$9=\"Contactor 100HD\",'100HD-Imperial'!E134,IF($C$9=\"Recharger 150XLHD\",'150XLHD-Imperial'!E134,IF($C$9=\"Recharger 280HD\",'280HD-Imperial'!E134,IF($C$9=\"Recharger 300HD\",#REF!,IF($C$9=\"Recharger 360HD\",'360HD-Imperial'!H134,IF($C$9=\"Recharger 902HD\",'902HD-Imperial'!H134,IF($C$9=\"Recharger 180HD\",'180HD-Imperial'!C134,\"\")))))))","v":{"$error":"#REF!"}}]
[{"$f":"IF($C$9=\"Contactor 100HD\",'100HD-Imperial'!A135,IF($C$9=\"Recharger 150XLHD\",'150XLHD-Imperial'!A135,IF($C$9=\"Recharger 280HD\",'280HD-Imperial'!A135,IF($C$9=\"Recharger 300HD\",'300HD-Imperial'!A135,IF($C$9=\"Recharger 360HD\",'360HD-Imperial'!A135,IF($C$9=\"Recharger 902HD\",'902HD-Imperial'!A135,IF($C$9=\"Contactor Field Drain C-4HD\",'C-4HD-Imperial'!A135,IF($C$9=\"Recharger 180HD\",'180HD-Imperial'!A135,0))))))))","v":-55},{"$f":"IF($C$9=\"Contactor 100HD\",'100HD-Imperial'!D135,IF($C$9=\"Recharger 150XLHD\",'150XLHD-Imperial'!D135,IF($C$9=\"Recharger 280HD\",'280HD-Imperial'!D135,IF($C$9=\"Recharger 300HD\",'300HD-Imperial'!G135,IF($C$9=\"Recharger 360HD\",'360HD-Imperial'!G135,IF($C$9=\"Recharger 902HD\",'902HD-Imperial'!G135,IF($C$9=\"Contactor Field Drain C-4HD\",'C-4HD-Imperial'!C135,IF($C$9=\"Recharger 180HD\",'180HD-Imperial'!D135,0))))))))","v":""},{"$f":"IF($C$9=\"Contactor 100HD\",'100HD-Imperial'!F135,IF($C$9=\"Recharger 150XLHD\",'150XLHD-Imperial'!F135,IF($C$9=\"Recharger 280HD\",'280HD-Imperial'!F135,IF($C$9=\"Recharger 300HD\",'300HD-Imperial'!I135,IF($C$9=\"Recharger 360HD\",'360HD-Imperial'!I135,IF($C$9=\"Recharger 902HD\",'902HD-Imperial'!I135,IF($C$9=\"Contactor Field Drain C-4HD\",'C-4HD-Imperial'!D135,IF($C$9=\"Recharger 180HD\",'180HD-Imperial'!F135,0))))))))","v":""},{"$f":"IF($C$9=\"Contactor 100HD\",'100HD-Imperial'!G135,IF($C$9=\"Recharger 150XLHD\",'150XLHD-Imperial'!G135,IF($C$9=\"Recharger 280HD\",'280HD-Imperial'!G135,IF($C$9=\"Recharger 300HD\",'300HD-Imperial'!J135,IF($C$9=\"Recharger 360HD\",'360HD-Imperial'!J135,IF($C$9=\"Recharger 902HD\",'902HD-Imperial'!J135,IF($C$9=\"Contactor Field Drain C-4HD\",'C-4HD-Imperial'!E135,IF($C$9=\"Recharger 180HD\",'180HD-Imperial'!G135,0))))))))","v":""},{"$f":"IF($C$9=\"Contactor 100HD\",'100HD-Imperial'!H135,IF($C$9=\"Recharger 150XLHD\",'150XLHD-Imperial'!H135,IF($C$9=\"Recharger 280HD\",'280HD-Imperial'!H135,IF($C$9=\"Recharger 300HD\",'300HD-Imperial'!K135,IF($C$9=\"Recharger 360HD\",'360HD-Imperial'!K135,IF($C$9=\"Recharger 902HD\",'902HD-Imperial'!K135,IF($C$9=\"Contactor Field Drain C-4HD\",'C-4HD-Imperial'!F135,IF($C$9=\"Recharger 180HD\",'180HD-Imperial'!H135,0))))))))","v":" "},{"$f":"IF($C$9=\"Contactor 100HD\",'100HD-Imperial'!I135,IF($C$9=\"Recharger 150XLHD\",'150XLHD-Imperial'!I135,IF($C$9=\"Recharger 280HD\",'280HD-Imperial'!I135,IF($C$9=\"Recharger 300HD\",'300HD-Imperial'!L135,IF($C$9=\"Recharger 360HD\",'360HD-Imperial'!L135,IF($C$9=\"Recharger 902HD\",'902HD-Imperial'!L135,IF($C$9=\"Contactor Field Drain C-4HD\",'C-4HD-Imperial'!G135,IF($C$9=\"Recharger 180HD\",'180HD-Imperial'!I135,0))))))))","v":""},null,null,null,null,null,{"$f":"IF($C$9=\"Contactor 100HD\",'100HD-Imperial'!E135,IF($C$9=\"Recharger 150XLHD\",'150XLHD-Imperial'!E135,IF($C$9=\"Recharger 280HD\",'280HD-Imperial'!E135,IF($C$9=\"Recharger 300HD\",#REF!,IF($C$9=\"Recharger 360HD\",'360HD-Imperial'!H135,IF($C$9=\"Recharger 902HD\",'902HD-Imperial'!H135,IF($C$9=\"Recharger 180HD\",'180HD-Imperial'!C135,\"\")))))))","v":{"$error":"#REF!"}}]
[{"$f":"IF($C$9=\"Contactor 100HD\",'100HD-Imperial'!A136,IF($C$9=\"Recharger 150XLHD\",'150XLHD-Imperial'!A136,IF($C$9=\"Recharger 280HD\",'280HD-Imperial'!A136,IF($C$9=\"Recharger 300HD\",'300HD-Imperial'!A136,IF($C$9=\"Recharger 360HD\",'360HD-Imperial'!A136,IF($C$9=\"Recharger 902HD\",'902HD-Imperial'!A136,IF($C$9=\"Contactor Field Drain C-4HD\",'C-4HD-Imperial'!A136,IF($C$9=\"Recharger 180HD\",'180HD-Imperial'!A136,0))))))))","v":-56},{"$f":"IF($C$9=\"Contactor 100HD\",'100HD-Imperial'!D136,IF($C$9=\"Recharger 150XLHD\",'150XLHD-Imperial'!D136,IF($C$9=\"Recharger 280HD\",'280HD-Imperial'!D136,IF($C$9=\"Recharger 300HD\",'300HD-Imperial'!G136,IF($C$9=\"Recharger 360HD\",'360HD-Imperial'!G136,IF($C$9=\"Recharger 902HD\",'902HD-Imperial'!G136,IF($C$9=\"Contactor Field Drain C-4HD\",'C-4HD-Imperial'!C136,IF($C$9=\"Recharger 180HD\",'180HD-Imperial'!D136,0))))))))","v":""},{"$f":"IF($C$9=\"Contactor 100HD\",'100HD-Imperial'!F136,IF($C$9=\"Recharger 150XLHD\",'150XLHD-Imperial'!F136,IF($C$9=\"Recharger 280HD\",'280HD-Imperial'!F136,IF($C$9=\"Recharger 300HD\",'300HD-Imperial'!I136,IF($C$9=\"Recharger 360HD\",'360HD-Imperial'!I136,IF($C$9=\"Recharger 902HD\",'902HD-Imperial'!I136,IF($C$9=\"Contactor Field Drain C-4HD\",'C-4HD-Imperial'!D136,IF($C$9=\"Recharger 180HD\",'180HD-Imperial'!F136,0))))))))","v":""},{"$f":"IF($C$9=\"Contactor 100HD\",'100HD-Imperial'!G136,IF($C$9=\"Recharger 150XLHD\",'150XLHD-Imperial'!G136,IF($C$9=\"Recharger 280HD\",'280HD-Imperial'!G136,IF($C$9=\"Recharger 300HD\",'300HD-Imperial'!J136,IF($C$9=\"Recharger 360HD\",'360HD-Imperial'!J136,IF($C$9=\"Recharger 902HD\",'902HD-Imperial'!J136,IF($C$9=\"Contactor Field Drain C-4HD\",'C-4HD-Imperial'!E136,IF($C$9=\"Recharger 180HD\",'180HD-Imperial'!G136,0))))))))","v":""},{"$f":"IF($C$9=\"Contactor 100HD\",'100HD-Imperial'!H136,IF($C$9=\"Recharger 150XLHD\",'150XLHD-Imperial'!H136,IF($C$9=\"Recharger 280HD\",'280HD-Imperial'!H136,IF($C$9=\"Recharger 300HD\",'300HD-Imperial'!K136,IF($C$9=\"Recharger 360HD\",'360HD-Imperial'!K136,IF($C$9=\"Recharger 902HD\",'902HD-Imperial'!K136,IF($C$9=\"Contactor Field Drain C-4HD\",'C-4HD-Imperial'!F136,IF($C$9=\"Recharger 180HD\",'180HD-Imperial'!H136,0))))))))","v":" "},{"$f":"IF($C$9=\"Contactor 100HD\",'100HD-Imperial'!I136,IF($C$9=\"Recharger 150XLHD\",'150XLHD-Imperial'!I136,IF($C$9=\"Recharger 280HD\",'280HD-Imperial'!I136,IF($C$9=\"Recharger 300HD\",'300HD-Imperial'!L136,IF($C$9=\"Recharger 360HD\",'360HD-Imperial'!L136,IF($C$9=\"Recharger 902HD\",'902HD-Imperial'!L136,IF($C$9=\"Contactor Field Drain C-4HD\",'C-4HD-Imperial'!G136,IF($C$9=\"Recharger 180HD\",'180HD-Imperial'!I136,0))))))))","v":""},null,null,null,null,null,{"$f":"IF($C$9=\"Contactor 100HD\",'100HD-Imperial'!E136,IF($C$9=\"Recharger 150XLHD\",'150XLHD-Imperial'!E136,IF($C$9=\"Recharger 280HD\",'280HD-Imperial'!E136,IF($C$9=\"Recharger 300HD\",#REF!,IF($C$9=\"Recharger 360HD\",'360HD-Imperial'!H136,IF($C$9=\"Recharger 902HD\",'902HD-Imperial'!H136,IF($C$9=\"Recharger 180HD\",'180HD-Imperial'!C136,\"\")))))))","v":{"$error":"#REF!"}}]
[{"$f":"IF($C$9=\"Contactor 100HD\",'100HD-Imperial'!A137,IF($C$9=\"Recharger 150XLHD\",'150XLHD-Imperial'!A137,IF($C$9=\"Recharger 280HD\",'280HD-Imperial'!A137,IF($C$9=\"Recharger 300HD\",'300HD-Imperial'!A137,IF($C$9=\"Recharger 360HD\",'360HD-Imperial'!A137,IF($C$9=\"Recharger 902HD\",'902HD-Imperial'!A137,IF($C$9=\"Contactor Field Drain C-4HD\",'C-4HD-Imperial'!A137,IF($C$9=\"Recharger 180HD\",'180HD-Imperial'!A137,0))))))))","v":-57},{"$f":"IF($C$9=\"Contactor 100HD\",'100HD-Imperial'!D137,IF($C$9=\"Recharger 150XLHD\",'150XLHD-Imperial'!D137,IF($C$9=\"Recharger 280HD\",'280HD-Imperial'!D137,IF($C$9=\"Recharger 300HD\",'300HD-Imperial'!G137,IF($C$9=\"Recharger 360HD\",'360HD-Imperial'!G137,IF($C$9=\"Recharger 902HD\",'902HD-Imperial'!G137,IF($C$9=\"Contactor Field Drain C-4HD\",'C-4HD-Imperial'!C137,IF($C$9=\"Recharger 180HD\",'180HD-Imperial'!D137,0))))))))","v":""},{"$f":"IF($C$9=\"Contactor 100HD\",'100HD-Imperial'!F137,IF($C$9=\"Recharger 150XLHD\",'150XLHD-Imperial'!F137,IF($C$9=\"Recharger 280HD\",'280HD-Imperial'!F137,IF($C$9=\"Recharger 300HD\",'300HD-Imperial'!I137,IF($C$9=\"Recharger 360HD\",'360HD-Imperial'!I137,IF($C$9=\"Recharger 902HD\",'902HD-Imperial'!I137,IF($C$9=\"Contactor Field Drain C-4HD\",'C-4HD-Imperial'!D137,IF($C$9=\"Recharger 180HD\",'180HD-Imperial'!F137,0))))))))","v":""},{"$f":"IF($C$9=\"Contactor 100HD\",'100HD-Imperial'!G137,IF($C$9=\"Recharger 150XLHD\",'150XLHD-Imperial'!G137,IF($C$9=\"Recharger 280HD\",'280HD-Imperial'!G137,IF($C$9=\"Recharger 300HD\",'300HD-Imperial'!J137,IF($C$9=\"Recharger 360HD\",'360HD-Imperial'!J137,IF($C$9=\"Recharger 902HD\",'902HD-Imperial'!J137,IF($C$9=\"Contactor Field Drain C-4HD\",'C-4HD-Imperial'!E137,IF($C$9=\"Recharger 180HD\",'180HD-Imperial'!G137,0))))))))","v":""},{"$f":"IF($C$9=\"Contactor 100HD\",'100HD-Imperial'!H137,IF($C$9=\"Recharger 150XLHD\",'150XLHD-Imperial'!H137,IF($C$9=\"Recharger 280HD\",'280HD-Imperial'!H137,IF($C$9=\"Recharger 300HD\",'300HD-Imperial'!K137,IF($C$9=\"Recharger 360HD\",'360HD-Imperial'!K137,IF($C$9=\"Recharger 902HD\",'902HD-Imperial'!K137,IF($C$9=\"Contactor Field Drain C-4HD\",'C-4HD-Imperial'!F137,IF($C$9=\"Recharger 180HD\",'180HD-Imperial'!H137,0))))))))","v":" "},{"$f":"IF($C$9=\"Contactor 100HD\",'100HD-Imperial'!I137,IF($C$9=\"Recharger 150XLHD\",'150XLHD-Imperial'!I137,IF($C$9=\"Recharger 280HD\",'280HD-Imperial'!I137,IF($C$9=\"Recharger 300HD\",'300HD-Imperial'!L137,IF($C$9=\"Recharger 360HD\",'360HD-Imperial'!L137,IF($C$9=\"Recharger 902HD\",'902HD-Imperial'!L137,IF($C$9=\"Contactor Field Drain C-4HD\",'C-4HD-Imperial'!G137,IF($C$9=\"Recharger 180HD\",'180HD-Imperial'!I137,0))))))))","v":""},null,null,null,null,null,{"$f":"IF($C$9=\"Contactor 100HD\",'100HD-Imperial'!E137,IF($C$9=\"Recharger 150XLHD\",'150XLHD-Imperial'!E137,IF($C$9=\"Recharger 280HD\",'280HD-Imperial'!E137,IF($C$9=\"Recharger 300HD\",#REF!,IF($C$9=\"Recharger 360HD\",'360HD-Imperial'!H137,IF($C$9=\"Recharger 902HD\",'902HD-Imperial'!H137,IF($C$9=\"Recharger 180HD\",'180HD-Imperial'!C137,\"\")))))))","v":{"$error":"#REF!"}}]
[{"$f":"IF($C$9=\"Contactor 100HD\",'100HD-Imperial'!A138,IF($C$9=\"Recharger 150XLHD\",'150XLHD-Imperial'!A138,IF($C$9=\"Recharger 280HD\",'280HD-Imperial'!A138,IF($C$9=\"Recharger 300HD\",'300HD-Imperial'!A138,IF($C$9=\"Recharger 360HD\",'360HD-Imperial'!A138,IF($C$9=\"Recharger 902HD\",'902HD-Imperial'!A138,IF($C$9=\"Contactor Field Drain C-4HD\",'C-4HD-Imperial'!A138,IF($C$9=\"Recharger 180HD\",'180HD-Imperial'!A138,0))))))))","v":-58},{"$f":"IF($C$9=\"Contactor 100HD\",'100HD-Imperial'!D138,IF($C$9=\"Recharger 150XLHD\",'150XLHD-Imperial'!D138,IF($C$9=\"Recharger 280HD\",'280HD-Imperial'!D138,IF($C$9=\"Recharger 300HD\",'300HD-Imperial'!G138,IF($C$9=\"Recharger 360HD\",'360HD-Imperial'!G138,IF($C$9=\"Recharger 902HD\",'902HD-Imperial'!G138,IF($C$9=\"Contactor Field Drain C-4HD\",'C-4HD-Imperial'!C138,IF($C$9=\"Recharger 180HD\",'180HD-Imperial'!D138,0))))))))","v":""},{"$f":"IF($C$9=\"Contactor 100HD\",'100HD-Imperial'!F138,IF($C$9=\"Recharger 150XLHD\",'150XLHD-Imperial'!F138,IF($C$9=\"Recharger 280HD\",'280HD-Imperial'!F138,IF($C$9=\"Recharger 300HD\",'300HD-Imperial'!I138,IF($C$9=\"Recharger 360HD\",'360HD-Imperial'!I138,IF($C$9=\"Recharger 902HD\",'902HD-Imperial'!I138,IF($C$9=\"Contactor Field Drain C-4HD\",'C-4HD-Imperial'!D138,IF($C$9=\"Recharger 180HD\",'180HD-Imperial'!F138,0))))))))","v":""},{"$f":"IF($C$9=\"Contactor 100HD\",'100HD-Imperial'!G138,IF($C$9=\"Recharger 150XLHD\",'150XLHD-Imperial'!G138,IF($C$9=\"Recharger 280HD\",'280HD-Imperial'!G138,IF($C$9=\"Recharger 300HD\",'300HD-Imperial'!J138,IF($C$9=\"Recharger 360HD\",'360HD-Imperial'!J138,IF($C$9=\"Recharger 902HD\",'902HD-Imperial'!J138,IF($C$9=\"Contactor Field Drain C-4HD\",'C-4HD-Imperial'!E138,IF($C$9=\"Recharger 180HD\",'180HD-Imperial'!G138,0))))))))","v":""},{"$f":"IF($C$9=\"Contactor 100HD\",'100HD-Imperial'!H138,IF($C$9=\"Recharger 150XLHD\",'150XLHD-Imperial'!H138,IF($C$9=\"Recharger 280HD\",'280HD-Imperial'!H138,IF($C$9=\"Recharger 300HD\",'300HD-Imperial'!K138,IF($C$9=\"Recharger 360HD\",'360HD-Imperial'!K138,IF($C$9=\"Recharger 902HD\",'902HD-Imperial'!K138,IF($C$9=\"Contactor Field Drain C-4HD\",'C-4HD-Imperial'!F138,IF($C$9=\"Recharger 180HD\",'180HD-Imperial'!H138,0))))))))","v":" "},{"$f":"IF($C$9=\"Contactor 100HD\",'100HD-Imperial'!I138,IF($C$9=\"Recharger 150XLHD\",'150XLHD-Imperial'!I138,IF($C$9=\"Recharger 280HD\",'280HD-Imperial'!I138,IF($C$9=\"Recharger 300HD\",'300HD-Imperial'!L138,IF($C$9=\"Recharger 360HD\",'360HD-Imperial'!L138,IF($C$9=\"Recharger 902HD\",'902HD-Imperial'!L138,IF($C$9=\"Contactor Field Drain C-4HD\",'C-4HD-Imperial'!G138,IF($C$9=\"Recharger 180HD\",'180HD-Imperial'!I138,0))))))))","v":""},null,null,null,null,null,{"$f":"IF($C$9=\"Contactor 100HD\",'100HD-Imperial'!E138,IF($C$9=\"Recharger 150XLHD\",'150XLHD-Imperial'!E138,IF($C$9=\"Recharger 280HD\",'280HD-Imperial'!E138,IF($C$9=\"Recharger 300HD\",#REF!,IF($C$9=\"Recharger 360HD\",'360HD-Imperial'!H138,IF($C$9=\"Recharger 902HD\",'902HD-Imperial'!H138,IF($C$9=\"Recharger 180HD\",'180HD-Imperial'!C138,\"\")))))))","v":{"$error":"#REF!"}}]
[{"$f":"IF($C$9=\"Contactor 100HD\",'100HD-Imperial'!A139,IF($C$9=\"Recharger 150XLHD\",'150XLHD-Imperial'!A139,IF($C$9=\"Recharger 280HD\",'280HD-Imperial'!A139,IF($C$9=\"Recharger 300HD\",'300HD-Imperial'!A139,IF($C$9=\"Recharger 360HD\",'360HD-Imperial'!A139,IF($C$9=\"Recharger 902HD\",'902HD-Imperial'!A139,IF($C$9=\"Contactor Field Drain C-4HD\",'C-4HD-Imperial'!A139,IF($C$9=\"Recharger 180HD\",'180HD-Imperial'!A139,0))))))))","v":-59},{"$f":"IF($C$9=\"Contactor 100HD\",'100HD-Imperial'!D139,IF($C$9=\"Recharger 150XLHD\",'150XLHD-Imperial'!D139,IF($C$9=\"Recharger 280HD\",'280HD-Imperial'!D139,IF($C$9=\"Recharger 300HD\",'300HD-Imperial'!G139,IF($C$9=\"Recharger 360HD\",'360HD-Imperial'!G139,IF($C$9=\"Recharger 902HD\",'902HD-Imperial'!G139,IF($C$9=\"Contactor Field Drain C-4HD\",'C-4HD-Imperial'!C139,IF($C$9=\"Recharger 180HD\",'180HD-Imperial'!D139,0))))))))","v":""},{"$f":"IF($C$9=\"Contactor 100HD\",'100HD-Imperial'!F139,IF($C$9=\"Recharger 150XLHD\",'150XLHD-Imperial'!F139,IF($C$9=\"Recharger 280HD\",'280HD-Imperial'!F139,IF($C$9=\"Recharger 300HD\",'300HD-Imperial'!I139,IF($C$9=\"Recharger 360HD\",'360HD-Imperial'!I139,IF($C$9=\"Recharger 902HD\",'902HD-Imperial'!I139,IF($C$9=\"Contactor Field Drain C-4HD\",'C-4HD-Imperial'!D139,IF($C$9=\"Recharger 180HD\",'180HD-Imperial'!F139,0))))))))","v":""},{"$f":"IF($C$9=\"Contactor 100HD\",'100HD-Imperial'!G139,IF($C$9=\"Recharger 150XLHD\",'150XLHD-Imperial'!G139,IF($C$9=\"Recharger 280HD\",'280HD-Imperial'!G139,IF($C$9=\"Recharger 300HD\",'300HD-Imperial'!J139,IF($C$9=\"Recharger 360HD\",'360HD-Imperial'!J139,IF($C$9=\"Recharger 902HD\",'902HD-Imperial'!J139,IF($C$9=\"Contactor Field Drain C-4HD\",'C-4HD-Imperial'!E139,IF($C$9=\"Recharger 180HD\",'180HD-Imperial'!G139,0))))))))","v":""},{"$f":"IF($C$9=\"Contactor 100HD\",'100HD-Imperial'!H139,IF($C$9=\"Recharger 150XLHD\",'150XLHD-Imperial'!H139,IF($C$9=\"Recharger 280HD\",'280HD-Imperial'!H139,IF($C$9=\"Recharger 300HD\",'300HD-Imperial'!K139,IF($C$9=\"Recharger 360HD\",'360HD-Imperial'!K139,IF($C$9=\"Recharger 902HD\",'902HD-Imperial'!K139,IF($C$9=\"Contactor Field Drain C-4HD\",'C-4HD-Imperial'!F139,IF($C$9=\"Recharger 180HD\",'180HD-Imperial'!H139,0))))))))","v":" "},{"$f":"IF($C$9=\"Contactor 100HD\",'100HD-Imperial'!I139,IF($C$9=\"Recharger 150XLHD\",'150XLHD-Imperial'!I139,IF($C$9=\"Recharger 280HD\",'280HD-Imperial'!I139,IF($C$9=\"Recharger 300HD\",'300HD-Imperial'!L139,IF($C$9=\"Recharger 360HD\",'360HD-Imperial'!L139,IF($C$9=\"Recharger 902HD\",'902HD-Imperial'!L139,IF($C$9=\"Contactor Field Drain C-4HD\",'C-4HD-Imperial'!G139,IF($C$9=\"Recharger 180HD\",'180HD-Imperial'!I139,0))))))))","v":""},null,null,null,null,null,{"$f":"IF($C$9=\"Contactor 100HD\",'100HD-Imperial'!E139,IF($C$9=\"Recharger 150XLHD\",'150XLHD-Imperial'!E139,IF($C$9=\"Recharger 280HD\",'280HD-Imperial'!E139,IF($C$9=\"Recharger 300HD\",#REF!,IF($C$9=\"Recharger 360HD\",'360HD-Imperial'!H139,IF($C$9=\"Recharger 902HD\",'902HD-Imperial'!H139,IF($C$9=\"Recharger 180HD\",'180HD-Imperial'!C139,\"\")))))))","v":{"$error":"#REF!"}}]
[{"$f":"IF($C$9=\"Contactor 100HD\",'100HD-Imperial'!A140,IF($C$9=\"Recharger 150XLHD\",'150XLHD-Imperial'!A140,IF($C$9=\"Recharger 280HD\",'280HD-Imperial'!A140,IF($C$9=\"Recharger 300HD\",'300HD-Imperial'!A140,IF($C$9=\"Recharger 360HD\",'360HD-Imperial'!A140,IF($C$9=\"Recharger 902HD\",'902HD-Imperial'!A140,IF($C$9=\"Contactor Field Drain C-4HD\",'C-4HD-Imperial'!A140,IF($C$9=\"Recharger 180HD\",'180HD-Imperial'!A140,0))))))))","v":-60},{"$f":"IF($C$9=\"Contactor 100HD\",'100HD-Imperial'!D140,IF($C$9=\"Recharger 150XLHD\",'150XLHD-Imperial'!D140,IF($C$9=\"Recharger 280HD\",'280HD-Imperial'!D140,IF($C$9=\"Recharger 300HD\",'300HD-Imperial'!G140,IF($C$9=\"Recharger 360HD\",'360HD-Imperial'!G140,IF($C$9=\"Recharger 902HD\",'902HD-Imperial'!G140,IF($C$9=\"Contactor Field Drain C-4HD\",'C-4HD-Imperial'!C140,IF($C$9=\"Recharger 180HD\",'180HD-Imperial'!D140,0))))))))","v":""},{"$f":"IF($C$9=\"Contactor 100HD\",'100HD-Imperial'!F140,IF($C$9=\"Recharger 150XLHD\",'150XLHD-Imperial'!F140,IF($C$9=\"Recharger 280HD\",'280HD-Imperial'!F140,IF($C$9=\"Recharger 300HD\",'300HD-Imperial'!I140,IF($C$9=\"Recharger 360HD\",'360HD-Imperial'!I140,IF($C$9=\"Recharger 902HD\",'902HD-Imperial'!I140,IF($C$9=\"Contactor Field Drain C-4HD\",'C-4HD-Imperial'!D140,IF($C$9=\"Recharger 180HD\",'180HD-Imperial'!F140,0))))))))","v":""},{"$f":"IF($C$9=\"Contactor 100HD\",'100HD-Imperial'!G140,IF($C$9=\"Recharger 150XLHD\",'150XLHD-Imperial'!G140,IF($C$9=\"Recharger 280HD\",'280HD-Imperial'!G140,IF($C$9=\"Recharger 300HD\",'300HD-Imperial'!J140,IF($C$9=\"Recharger 360HD\",'360HD-Imperial'!J140,IF($C$9=\"Recharger 902HD\",'902HD-Imperial'!J140,IF($C$9=\"Contactor Field Drain C-4HD\",'C-4HD-Imperial'!E140,IF($C$9=\"Recharger 180HD\",'180HD-Imperial'!G140,0))))))))","v":""},{"$f":"IF($C$9=\"Contactor 100HD\",'100HD-Imperial'!H140,IF($C$9=\"Recharger 150XLHD\",'150XLHD-Imperial'!H140,IF($C$9=\"Recharger 280HD\",'280HD-Imperial'!H140,IF($C$9=\"Recharger 300HD\",'300HD-Imperial'!K140,IF($C$9=\"Recharger 360HD\",'360HD-Imperial'!K140,IF($C$9=\"Recharger 902HD\",'902HD-Imperial'!K140,IF($C$9=\"Contactor Field Drain C-4HD\",'C-4HD-Imperial'!F140,IF($C$9=\"Recharger 180HD\",'180HD-Imperial'!H140,0))))))))","v":" "},{"$f":"IF($C$9=\"Contactor 100HD\",'100HD-Imperial'!I140,IF($C$9=\"Recharger 150XLHD\",'150XLHD-Imperial'!I140,IF($C$9=\"Recharger 280HD\",'280HD-Imperial'!I140,IF($C$9=\"Recharger 300HD\",'300HD-Imperial'!L140,IF($C$9=\"Recharger 360HD\",'360HD-Imperial'!L140,IF($C$9=\"Recharger 902HD\",'902HD-Imperial'!L140,IF($C$9=\"Contactor Field Drain C-4HD\",'C-4HD-Imperial'!G140,IF($C$9=\"Recharger 180HD\",'180HD-Imperial'!I140,0))))))))","v":""},null,null,null,null,null,{"$f":"IF($C$9=\"Contactor 100HD\",'100HD-Imperial'!E140,IF($C$9=\"Recharger 150XLHD\",'150XLHD-Imperial'!E140,IF($C$9=\"Recharger 280HD\",'280HD-Imperial'!E140,IF($C$9=\"Recharger 300HD\",#REF!,IF($C$9=\"Recharger 360HD\",'360HD-Imperial'!H140,IF($C$9=\"Recharger 902HD\",'902HD-Imperial'!H140,IF($C$9=\"Recharger 180HD\",'180HD-Imperial'!C140,\"\")))))))","v":{"$error":"#REF!"}}]
[{"$f":"IF($C$9=\"Contactor 100HD\",'100HD-Imperial'!A141,IF($C$9=\"Recharger 150XLHD\",'150XLHD-Imperial'!A141,IF($C$9=\"Recharger 280HD\",'280HD-Imperial'!A141,IF($C$9=\"Recharger 300HD\",'300HD-Imperial'!A141,IF($C$9=\"Recharger 360HD\",'360HD-Imperial'!A141,IF($C$9=\"Recharger 902HD\",'902HD-Imperial'!A141,IF($C$9=\"Contactor Field Drain C-4HD\",'C-4HD-Imperial'!A141,IF($C$9=\"Recharger 180HD\",'180HD-Imperial'!A141,0))))))))","v":-61},{"$f":"IF($C$9=\"Contactor 100HD\",'100HD-Imperial'!D141,IF($C$9=\"Recharger 150XLHD\",'150XLHD-Imperial'!D141,IF($C$9=\"Recharger 280HD\",'280HD-Imperial'!D141,IF($C$9=\"Recharger 300HD\",'300HD-Imperial'!G141,IF($C$9=\"Recharger 360HD\",'360HD-Imperial'!G141,IF($C$9=\"Recharger 902HD\",'902HD-Imperial'!G141,IF($C$9=\"Contactor Field Drain C-4HD\",'C-4HD-Imperial'!C141,IF($C$9=\"Recharger 180HD\",'180HD-Imperial'!D141,0))))))))","v":""},{"$f":"IF($C$9=\"Contactor 100HD\",'100HD-Imperial'!F141,IF($C$9=\"Recharger 150XLHD\",'150XLHD-Imperial'!F141,IF($C$9=\"Recharger 280HD\",'280HD-Imperial'!F141,IF($C$9=\"Recharger 300HD\",'300HD-Imperial'!I141,IF($C$9=\"Recharger 360HD\",'360HD-Imperial'!I141,IF($C$9=\"Recharger 902HD\",'902HD-Imperial'!I141,IF($C$9=\"Contactor Field Drain C-4HD\",'C-4HD-Imperial'!D141,IF($C$9=\"Recharger 180HD\",'180HD-Imperial'!F141,0))))))))","v":""},{"$f":"IF($C$9=\"Contactor 100HD\",'100HD-Imperial'!G141,IF($C$9=\"Recharger 150XLHD\",'150XLHD-Imperial'!G141,IF($C$9=\"Recharger 280HD\",'280HD-Imperial'!G141,IF($C$9=\"Recharger 300HD\",'300HD-Imperial'!J141,IF($C$9=\"Recharger 360HD\",'360HD-Imperial'!J141,IF($C$9=\"Recharger 902HD\",'902HD-Imperial'!J141,IF($C$9=\"Contactor Field Drain C-4HD\",'C-4HD-Imperial'!E141,IF($C$9=\"Recharger 180HD\",'180HD-Imperial'!G141,0))))))))","v":""},{"$f":"IF($C$9=\"Contactor 100HD\",'100HD-Imperial'!H141,IF($C$9=\"Recharger 150XLHD\",'150XLHD-Imperial'!H141,IF($C$9=\"Recharger 280HD\",'280HD-Imperial'!H141,IF($C$9=\"Recharger 300HD\",'300HD-Imperial'!K141,IF($C$9=\"Recharger 360HD\",'360HD-Imperial'!K141,IF($C$9=\"Recharger 902HD\",'902HD-Imperial'!K141,IF($C$9=\"Contactor Field Drain C-4HD\",'C-4HD-Imperial'!F141,IF($C$9=\"Recharger 180HD\",'180HD-Imperial'!H141,0))))))))","v":" "},{"$f":"IF($C$9=\"Contactor 100HD\",'100HD-Imperial'!I141,IF($C$9=\"Recharger 150XLHD\",'150XLHD-Imperial'!I141,IF($C$9=\"Recharger 280HD\",'280HD-Imperial'!I141,IF($C$9=\"Recharger 300HD\",'300HD-Imperial'!L141,IF($C$9=\"Recharger 360HD\",'360HD-Imperial'!L141,IF($C$9=\"Recharger 902HD\",'902HD-Imperial'!L141,IF($C$9=\"Contactor Field Drain C-4HD\",'C-4HD-Imperial'!G141,IF($C$9=\"Recharger 180HD\",'180HD-Imperial'!I141,0))))))))","v":""},null,null,null,null,null,{"$f":"IF($C$9=\"Contactor 100HD\",'100HD-Imperial'!E141,IF($C$9=\"Recharger 150XLHD\",'150XLHD-Imperial'!E141,IF($C$9=\"Recharger 280HD\",'280HD-Imperial'!E141,IF($C$9=\"Recharger 300HD\",#REF!,IF($C$9=\"Recharger 360HD\",'360HD-Imperial'!H141,IF($C$9=\"Recharger 902HD\",'902HD-Imperial'!H141,IF($C$9=\"Recharger 180HD\",'180HD-Imperial'!C141,\"\")))))))","v":{"$error":"#REF!"}}]
[{"$f":"IF($C$9=\"Contactor 100HD\",'100HD-Imperial'!A142,IF($C$9=\"Recharger 150XLHD\",'150XLHD-Imperial'!A142,IF($C$9=\"Recharger 280HD\",'280HD-Imperial'!A142,IF($C$9=\"Recharger 300HD\",'300HD-Imperial'!A142,IF($C$9=\"Recharger 360HD\",'360HD-Imperial'!A142,IF($C$9=\"Recharger 902HD\",'902HD-Imperial'!A142,IF($C$9=\"Contactor Field Drain C-4HD\",'C-4HD-Imperial'!A142,IF($C$9=\"Recharger 180HD\",'180HD-Imperial'!A142,0))))))))","v":-62},{"$f":"IF($C$9=\"Contactor 100HD\",'100HD-Imperial'!D142,IF($C$9=\"Recharger 150XLHD\",'150XLHD-Imperial'!D142,IF($C$9=\"Recharger 280HD\",'280HD-Imperial'!D142,IF($C$9=\"Recharger 300HD\",'300HD-Imperial'!G142,IF($C$9=\"Recharger 360HD\",'360HD-Imperial'!G142,IF($C$9=\"Recharger 902HD\",'902HD-Imperial'!G142,IF($C$9=\"Contactor Field Drain C-4HD\",'C-4HD-Imperial'!C142,IF($C$9=\"Recharger 180HD\",'180HD-Imperial'!D142,0))))))))","v":""},{"$f":"IF($C$9=\"Contactor 100HD\",'100HD-Imperial'!F142,IF($C$9=\"Recharger 150XLHD\",'150XLHD-Imperial'!F142,IF($C$9=\"Recharger 280HD\",'280HD-Imperial'!F142,IF($C$9=\"Recharger 300HD\",'300HD-Imperial'!I142,IF($C$9=\"Recharger 360HD\",'360HD-Imperial'!I142,IF($C$9=\"Recharger 902HD\",'902HD-Imperial'!I142,IF($C$9=\"Contactor Field Drain C-4HD\",'C-4HD-Imperial'!D142,IF($C$9=\"Recharger 180HD\",'180HD-Imperial'!F142,0))))))))","v":""},{"$f":"IF($C$9=\"Contactor 100HD\",'100HD-Imperial'!G142,IF($C$9=\"Recharger 150XLHD\",'150XLHD-Imperial'!G142,IF($C$9=\"Recharger 280HD\",'280HD-Imperial'!G142,IF($C$9=\"Recharger 300HD\",'300HD-Imperial'!J142,IF($C$9=\"Recharger 360HD\",'360HD-Imperial'!J142,IF($C$9=\"Recharger 902HD\",'902HD-Imperial'!J142,IF($C$9=\"Contactor Field Drain C-4HD\",'C-4HD-Imperial'!E142,IF($C$9=\"Recharger 180HD\",'180HD-Imperial'!G142,0))))))))","v":""},{"$f":"IF($C$9=\"Contactor 100HD\",'100HD-Imperial'!H142,IF($C$9=\"Recharger 150XLHD\",'150XLHD-Imperial'!H142,IF($C$9=\"Recharger 280HD\",'280HD-Imperial'!H142,IF($C$9=\"Recharger 300HD\",'300HD-Imperial'!K142,IF($C$9=\"Recharger 360HD\",'360HD-Imperial'!K142,IF($C$9=\"Recharger 902HD\",'902HD-Imperial'!K142,IF($C$9=\"Contactor Field Drain C-4HD\",'C-4HD-Imperial'!F142,IF($C$9=\"Recharger 180HD\",'180HD-Imperial'!H142,0))))))))","v":" "},{"$f":"IF($C$9=\"Contactor 100HD\",'100HD-Imperial'!I142,IF($C$9=\"Recharger 150XLHD\",'150XLHD-Imperial'!I142,IF($C$9=\"Recharger 280HD\",'280HD-Imperial'!I142,IF($C$9=\"Recharger 300HD\",'300HD-Imperial'!L142,IF($C$9=\"Recharger 360HD\",'360HD-Imperial'!L142,IF($C$9=\"Recharger 902HD\",'902HD-Imperial'!L142,IF($C$9=\"Contactor Field Drain C-4HD\",'C-4HD-Imperial'!G142,IF($C$9=\"Recharger 180HD\",'180HD-Imperial'!I142,0))))))))","v":""},null,null,null,null,null,{"$f":"IF($C$9=\"Contactor 100HD\",'100HD-Imperial'!E142,IF($C$9=\"Recharger 150XLHD\",'150XLHD-Imperial'!E142,IF($C$9=\"Recharger 280HD\",'280HD-Imperial'!E142,IF($C$9=\"Recharger 300HD\",#REF!,IF($C$9=\"Recharger 360HD\",'360HD-Imperial'!H142,IF($C$9=\"Recharger 902HD\",'902HD-Imperial'!H142,IF($C$9=\"Recharger 180HD\",'180HD-Imperial'!C142,\"\")))))))","v":{"$error":"#REF!"}}]
[{"$f":"IF($C$9=\"Contactor 100HD\",'100HD-Imperial'!A143,IF($C$9=\"Recharger 150XLHD\",'150XLHD-Imperial'!A143,IF($C$9=\"Recharger 280HD\",'280HD-Imperial'!A143,IF($C$9=\"Recharger 300HD\",'300HD-Imperial'!A143,IF($C$9=\"Recharger 360HD\",'360HD-Imperial'!A143,IF($C$9=\"Recharger 902HD\",'902HD-Imperial'!A143,IF($C$9=\"Contactor Field Drain C-4HD\",'C-4HD-Imperial'!A143,IF($C$9=\"Recharger 180HD\",'180HD-Imperial'!A143,0))))))))","v":-63},{"$f":"IF($C$9=\"Contactor 100HD\",'100HD-Imperial'!D143,IF($C$9=\"Recharger 150XLHD\",'150XLHD-Imperial'!D143,IF($C$9=\"Recharger 280HD\",'280HD-Imperial'!D143,IF($C$9=\"Recharger 300HD\",'300HD-Imperial'!G143,IF($C$9=\"Recharger 360HD\",'360HD-Imperial'!G143,IF($C$9=\"Recharger 902HD\",'902HD-Imperial'!G143,IF($C$9=\"Contactor Field Drain C-4HD\",'C-4HD-Imperial'!C143,IF($C$9=\"Recharger 180HD\",'180HD-Imperial'!D143,0))))))))","v":""},{"$f":"IF($C$9=\"Contactor 100HD\",'100HD-Imperial'!F143,IF($C$9=\"Recharger 150XLHD\",'150XLHD-Imperial'!F143,IF($C$9=\"Recharger 280HD\",'280HD-Imperial'!F143,IF($C$9=\"Recharger 300HD\",'300HD-Imperial'!I143,IF($C$9=\"Recharger 360HD\",'360HD-Imperial'!I143,IF($C$9=\"Recharger 902HD\",'902HD-Imperial'!I143,IF($C$9=\"Contactor Field Drain C-4HD\",'C-4HD-Imperial'!D143,IF($C$9=\"Recharger 180HD\",'180HD-Imperial'!F143,0))))))))","v":""},{"$f":"IF($C$9=\"Contactor 100HD\",'100HD-Imperial'!G143,IF($C$9=\"Recharger 150XLHD\",'150XLHD-Imperial'!G143,IF($C$9=\"Recharger 280HD\",'280HD-Imperial'!G143,IF($C$9=\"Recharger 300HD\",'300HD-Imperial'!J143,IF($C$9=\"Recharger 360HD\",'360HD-Imperial'!J143,IF($C$9=\"Recharger 902HD\",'902HD-Imperial'!J143,IF($C$9=\"Contactor Field Drain C-4HD\",'C-4HD-Imperial'!E143,IF($C$9=\"Recharger 180HD\",'180HD-Imperial'!G143,0))))))))","v":""},{"$f":"IF($C$9=\"Contactor 100HD\",'100HD-Imperial'!H143,IF($C$9=\"Recharger 150XLHD\",'150XLHD-Imperial'!H143,IF($C$9=\"Recharger 280HD\",'280HD-Imperial'!H143,IF($C$9=\"Recharger 300HD\",'300HD-Imperial'!K143,IF($C$9=\"Recharger 360HD\",'360HD-Imperial'!K143,IF($C$9=\"Recharger 902HD\",'902HD-Imperial'!K143,IF($C$9=\"Contactor Field Drain C-4HD\",'C-4HD-Imperial'!F143,IF($C$9=\"Recharger 180HD\",'180HD-Imperial'!H143,0))))))))","v":" "},{"$f":"IF($C$9=\"Contactor 100HD\",'100HD-Imperial'!I143,IF($C$9=\"Recharger 150XLHD\",'150XLHD-Imperial'!I143,IF($C$9=\"Recharger 280HD\",'280HD-Imperial'!I143,IF($C$9=\"Recharger 300HD\",'300HD-Imperial'!L143,IF($C$9=\"Recharger 360HD\",'360HD-Imperial'!L143,IF($C$9=\"Recharger 902HD\",'902HD-Imperial'!L143,IF($C$9=\"Contactor Field Drain C-4HD\",'C-4HD-Imperial'!G143,IF($C$9=\"Recharger 180HD\",'180HD-Imperial'!I143,0))))))))","v":""},null,null,null,null,null,{"$f":"IF($C$9=\"Contactor 100HD\",'100HD-Imperial'!E143,IF($C$9=\"Recharger 150XLHD\",'150XLHD-Imperial'!E143,IF($C$9=\"Recharger 280HD\",'280HD-Imperial'!E143,IF($C$9=\"Recharger 300HD\",#REF!,IF($C$9=\"Recharger 360HD\",'360HD-Imperial'!H143,IF($C$9=\"Recharger 902HD\",'902HD-Imperial'!H143,IF($C$9=\"Recharger 180HD\",'180HD-Imperial'!C143,\"\")))))))","v":{"$error":"#REF!"}}]
[{"$f":"IF($C$9=\"Contactor 100HD\",'100HD-Imperial'!A144,IF($C$9=\"Recharger 150XLHD\",'150XLHD-Imperial'!A144,IF($C$9=\"Recharger 280HD\",'280HD-Imperial'!A144,IF($C$9=\"Recharger 300HD\",'300HD-Imperial'!A144,IF($C$9=\"Recharger 360HD\",'360HD-Imperial'!A144,IF($C$9=\"Recharger 902HD\",'902HD-Imperial'!A144,IF($C$9=\"Contactor Field Drain C-4HD\",'C-4HD-Imperial'!A144,IF($C$9=\"Recharger 180HD\",'180HD-Imperial'!A144,0))))))))","v":-64},{"$f":"IF($C$9=\"Contactor 100HD\",'100HD-Imperial'!D144,IF($C$9=\"Recharger 150XLHD\",'150XLHD-Imperial'!D144,IF($C$9=\"Recharger 280HD\",'280HD-Imperial'!D144,IF($C$9=\"Recharger 300HD\",'300HD-Imperial'!G144,IF($C$9=\"Recharger 360HD\",'360HD-Imperial'!G144,IF($C$9=\"Recharger 902HD\",'902HD-Imperial'!G144,IF($C$9=\"Contactor Field Drain C-4HD\",'C-4HD-Imperial'!C144,IF($C$9=\"Recharger 180HD\",'180HD-Imperial'!D144,0))))))))","v":""},{"$f":"IF($C$9=\"Contactor 100HD\",'100HD-Imperial'!F144,IF($C$9=\"Recharger 150XLHD\",'150XLHD-Imperial'!F144,IF($C$9=\"Recharger 280HD\",'280HD-Imperial'!F144,IF($C$9=\"Recharger 300HD\",'300HD-Imperial'!I144,IF($C$9=\"Recharger 360HD\",'360HD-Imperial'!I144,IF($C$9=\"Recharger 902HD\",'902HD-Imperial'!I144,IF($C$9=\"Contactor Field Drain C-4HD\",'C-4HD-Imperial'!D144,IF($C$9=\"Recharger 180HD\",'180HD-Imperial'!F144,0))))))))","v":""},{"$f":"IF($C$9=\"Contactor 100HD\",'100HD-Imperial'!G144,IF($C$9=\"Recharger 150XLHD\",'150XLHD-Imperial'!G144,IF($C$9=\"Recharger 280HD\",'280HD-Imperial'!G144,IF($C$9=\"Recharger 300HD\",'300HD-Imperial'!J144,IF($C$9=\"Recharger 360HD\",'360HD-Imperial'!J144,IF($C$9=\"Recharger 902HD\",'902HD-Imperial'!J144,IF($C$9=\"Contactor Field Drain C-4HD\",'C-4HD-Imperial'!E144,IF($C$9=\"Recharger 180HD\",'180HD-Imperial'!G144,0))))))))","v":""},{"$f":"IF($C$9=\"Contactor 100HD\",'100HD-Imperial'!H144,IF($C$9=\"Recharger 150XLHD\",'150XLHD-Imperial'!H144,IF($C$9=\"Recharger 280HD\",'280HD-Imperial'!H144,IF($C$9=\"Recharger 300HD\",'300HD-Imperial'!K144,IF($C$9=\"Recharger 360HD\",'360HD-Imperial'!K144,IF($C$9=\"Recharger 902HD\",'902HD-Imperial'!K144,IF($C$9=\"Contactor Field Drain C-4HD\",'C-4HD-Imperial'!F144,IF($C$9=\"Recharger 180HD\",'180HD-Imperial'!H144,0))))))))","v":" "},{"$f":"IF($C$9=\"Contactor 100HD\",'100HD-Imperial'!I144,IF($C$9=\"Recharger 150XLHD\",'150XLHD-Imperial'!I144,IF($C$9=\"Recharger 280HD\",'280HD-Imperial'!I144,IF($C$9=\"Recharger 300HD\",'300HD-Imperial'!L144,IF($C$9=\"Recharger 360HD\",'360HD-Imperial'!L144,IF($C$9=\"Recharger 902HD\",'902HD-Imperial'!L144,IF($C$9=\"Contactor Field Drain C-4HD\",'C-4HD-Imperial'!G144,IF($C$9=\"Recharger 180HD\",'180HD-Imperial'!I144,0))))))))","v":""},null,null,null,null,null,{"$f":"IF($C$9=\"Contactor 100HD\",'100HD-Imperial'!E144,IF($C$9=\"Recharger 150XLHD\",'150XLHD-Imperial'!E144,IF($C$9=\"Recharger 280HD\",'280HD-Imperial'!E144,IF($C$9=\"Recharger 300HD\",#REF!,IF($C$9=\"Recharger 360HD\",'360HD-Imperial'!H144,IF($C$9=\"Recharger 902HD\",'902HD-Imperial'!H144,IF($C$9=\"Recharger 180HD\",'180HD-Imperial'!C144,\"\")))))))","v":{"$error":"#REF!"}}]
[{"$f":"IF($C$9=\"Contactor 100HD\",'100HD-Imperial'!A145,IF($C$9=\"Recharger 150XLHD\",'150XLHD-Imperial'!A145,IF($C$9=\"Recharger 280HD\",'280HD-Imperial'!A145,IF($C$9=\"Recharger 300HD\",'300HD-Imperial'!A145,IF($C$9=\"Recharger 360HD\",'360HD-Imperial'!A145,IF($C$9=\"Recharger 902HD\",'902HD-Imperial'!A145,IF($C$9=\"Contactor Field Drain C-4HD\",'C-4HD-Imperial'!A145,IF($C$9=\"Recharger 180HD\",'180HD-Imperial'!A145,0))))))))","v":-65},{"$f":"IF($C$9=\"Contactor 100HD\",'100HD-Imperial'!D145,IF($C$9=\"Recharger 150XLHD\",'150XLHD-Imperial'!D145,IF($C$9=\"Recharger 280HD\",'280HD-Imperial'!D145,IF($C$9=\"Recharger 300HD\",'300HD-Imperial'!G145,IF($C$9=\"Recharger 360HD\",'360HD-Imperial'!G145,IF($C$9=\"Recharger 902HD\",'902HD-Imperial'!G145,IF($C$9=\"Contactor Field Drain C-4HD\",'C-4HD-Imperial'!C145,IF($C$9=\"Recharger 180HD\",'180HD-Imperial'!D145,0))))))))","v":""},{"$f":"IF($C$9=\"Contactor 100HD\",'100HD-Imperial'!F145,IF($C$9=\"Recharger 150XLHD\",'150XLHD-Imperial'!F145,IF($C$9=\"Recharger 280HD\",'280HD-Imperial'!F145,IF($C$9=\"Recharger 300HD\",'300HD-Imperial'!I145,IF($C$9=\"Recharger 360HD\",'360HD-Imperial'!I145,IF($C$9=\"Recharger 902HD\",'902HD-Imperial'!I145,IF($C$9=\"Contactor Field Drain C-4HD\",'C-4HD-Imperial'!D145,IF($C$9=\"Recharger 180HD\",'180HD-Imperial'!F145,0))))))))","v":""},{"$f":"IF($C$9=\"Contactor 100HD\",'100HD-Imperial'!G145,IF($C$9=\"Recharger 150XLHD\",'150XLHD-Imperial'!G145,IF($C$9=\"Recharger 280HD\",'280HD-Imperial'!G145,IF($C$9=\"Recharger 300HD\",'300HD-Imperial'!J145,IF($C$9=\"Recharger 360HD\",'360HD-Imperial'!J145,IF($C$9=\"Recharger 902HD\",'902HD-Imperial'!J145,IF($C$9=\"Contactor Field Drain C-4HD\",'C-4HD-Imperial'!E145,IF($C$9=\"Recharger 180HD\",'180HD-Imperial'!G145,0))))))))","v":""},{"$f":"IF($C$9=\"Contactor 100HD\",'100HD-Imperial'!H145,IF($C$9=\"Recharger 150XLHD\",'150XLHD-Imperial'!H145,IF($C$9=\"Recharger 280HD\",'280HD-Imperial'!H145,IF($C$9=\"Recharger 300HD\",'300HD-Imperial'!K145,IF($C$9=\"Recharger 360HD\",'360HD-Imperial'!K145,IF($C$9=\"Recharger 902HD\",'902HD-Imperial'!K145,IF($C$9=\"Contactor Field Drain C-4HD\",'C-4HD-Imperial'!F145,IF($C$9=\"Recharger 180HD\",'180HD-Imperial'!H145,0))))))))","v":" "},{"$f":"IF($C$9=\"Contactor 100HD\",'100HD-Imperial'!I145,IF($C$9=\"Recharger 150XLHD\",'150XLHD-Imperial'!I145,IF($C$9=\"Recharger 280HD\",'280HD-Imperial'!I145,IF($C$9=\"Recharger 300HD\",'300HD-Imperial'!L145,IF($C$9=\"Recharger 360HD\",'360HD-Imperial'!L145,IF($C$9=\"Recharger 902HD\",'902HD-Imperial'!L145,IF($C$9=\"Contactor Field Drain C-4HD\",'C-4HD-Imperial'!G145,IF($C$9=\"Recharger 180HD\",'180HD-Imperial'!I145,0))))))))","v":""},null,null,null,null,null,{"$f":"IF($C$9=\"Contactor 100HD\",'100HD-Imperial'!E145,IF($C$9=\"Recharger 150XLHD\",'150XLHD-Imperial'!E145,IF($C$9=\"Recharger 280HD\",'280HD-Imperial'!E145,IF($C$9=\"Recharger 300HD\",#REF!,IF($C$9=\"Recharger 360HD\",'360HD-Imperial'!H145,IF($C$9=\"Recharger 902HD\",'902HD-Imperial'!H145,IF($C$9=\"Recharger 180HD\",'180HD-Imperial'!C145,\"\")))))))","v":{"$error":"#REF!"}}]
[{"$f":"IF($C$9=\"Contactor 100HD\",'100HD-Imperial'!A146,IF($C$9=\"Recharger 150XLHD\",'150XLHD-Imperial'!A146,IF($C$9=\"Recharger 280HD\",'280HD-Imperial'!A146,IF($C$9=\"Recharger 300HD\",'300HD-Imperial'!A146,IF($C$9=\"Recharger 360HD\",'360HD-Imperial'!A146,IF($C$9=\"Recharger 902HD\",'902HD-Imperial'!A146,IF($C$9=\"Contactor Field Drain C-4HD\",'C-4HD-Imperial'!A146,IF($C$9=\"Recharger 180HD\",'180HD-Imperial'!A146,0))))))))","v":-66},{"$f":"IF($C$9=\"Contactor 100HD\",'100HD-Imperial'!D146,IF($C$9=\"Recharger 150XLHD\",'150XLHD-Imperial'!D146,IF($C$9=\"Recharger 280HD\",'280HD-Imperial'!D146,IF($C$9=\"Recharger 300HD\",'300HD-Imperial'!G146,IF($C$9=\"Recharger 360HD\",'360HD-Imperial'!G146,IF($C$9=\"Recharger 902HD\",'902HD-Imperial'!G146,IF($C$9=\"Contactor Field Drain C-4HD\",'C-4HD-Imperial'!C146,IF($C$9=\"Recharger 180HD\",'180HD-Imperial'!D146,0))))))))","v":""},{"$f":"IF($C$9=\"Contactor 100HD\",'100HD-Imperial'!F146,IF($C$9=\"Recharger 150XLHD\",'150XLHD-Imperial'!F146,IF($C$9=\"Recharger 280HD\",'280HD-Imperial'!F146,IF($C$9=\"Recharger 300HD\",'300HD-Imperial'!I146,IF($C$9=\"Recharger 360HD\",'360HD-Imperial'!I146,IF($C$9=\"Recharger 902HD\",'902HD-Imperial'!I146,IF($C$9=\"Contactor Field Drain C-4HD\",'C-4HD-Imperial'!D146,IF($C$9=\"Recharger 180HD\",'180HD-Imperial'!F146,0))))))))","v":""},{"$f":"IF($C$9=\"Contactor 100HD\",'100HD-Imperial'!G146,IF($C$9=\"Recharger 150XLHD\",'150XLHD-Imperial'!G146,IF($C$9=\"Recharger 280HD\",'280HD-Imperial'!G146,IF($C$9=\"Recharger 300HD\",'300HD-Imperial'!J146,IF($C$9=\"Recharger 360HD\",'360HD-Imperial'!J146,IF($C$9=\"Recharger 902HD\",'902HD-Imperial'!J146,IF($C$9=\"Contactor Field Drain C-4HD\",'C-4HD-Imperial'!E146,IF($C$9=\"Recharger 180HD\",'180HD-Imperial'!G146,0))))))))","v":""},{"$f":"IF($C$9=\"Contactor 100HD\",'100HD-Imperial'!H146,IF($C$9=\"Recharger 150XLHD\",'150XLHD-Imperial'!H146,IF($C$9=\"Recharger 280HD\",'280HD-Imperial'!H146,IF($C$9=\"Recharger 300HD\",'300HD-Imperial'!K146,IF($C$9=\"Recharger 360HD\",'360HD-Imperial'!K146,IF($C$9=\"Recharger 902HD\",'902HD-Imperial'!K146,IF($C$9=\"Contactor Field Drain C-4HD\",'C-4HD-Imperial'!F146,IF($C$9=\"Recharger 180HD\",'180HD-Imperial'!H146,0))))))))","v":" "},{"$f":"IF($C$9=\"Contactor 100HD\",'100HD-Imperial'!I146,IF($C$9=\"Recharger 150XLHD\",'150XLHD-Imperial'!I146,IF($C$9=\"Recharger 280HD\",'280HD-Imperial'!I146,IF($C$9=\"Recharger 300HD\",'300HD-Imperial'!L146,IF($C$9=\"Recharger 360HD\",'360HD-Imperial'!L146,IF($C$9=\"Recharger 902HD\",'902HD-Imperial'!L146,IF($C$9=\"Contactor Field Drain C-4HD\",'C-4HD-Imperial'!G146,IF($C$9=\"Recharger 180HD\",'180HD-Imperial'!I146,0))))))))","v":""},null,null,null,null,null,{"$f":"IF($C$9=\"Contactor 100HD\",'100HD-Imperial'!E146,IF($C$9=\"Recharger 150XLHD\",'150XLHD-Imperial'!E146,IF($C$9=\"Recharger 280HD\",'280HD-Imperial'!E146,IF($C$9=\"Recharger 300HD\",#REF!,IF($C$9=\"Recharger 360HD\",'360HD-Imperial'!H146,IF($C$9=\"Recharger 902HD\",'902HD-Imperial'!H146,IF($C$9=\"Recharger 180HD\",'180HD-Imperial'!C146,\"\")))))))","v":{"$error":"#REF!"}}]
[{"$f":"IF($C$9=\"Contactor 100HD\",'100HD-Imperial'!A147,IF($C$9=\"Recharger 150XLHD\",'150XLHD-Imperial'!A147,IF($C$9=\"Recharger 280HD\",'280HD-Imperial'!A147,IF($C$9=\"Recharger 300HD\",'300HD-Imperial'!A147,IF($C$9=\"Recharger 360HD\",'360HD-Imperial'!A147,IF($C$9=\"Recharger 902HD\",'902HD-Imperial'!A147,IF($C$9=\"Contactor Field Drain C-4HD\",'C-4HD-Imperial'!A147,IF($C$9=\"Recharger 180HD\",'180HD-Imperial'!A147,0))))))))","v":-67},{"$f":"IF($C$9=\"Contactor 100HD\",'100HD-Imperial'!D147,IF($C$9=\"Recharger 150XLHD\",'150XLHD-Imperial'!D147,IF($C$9=\"Recharger 280HD\",'280HD-Imperial'!D147,IF($C$9=\"Recharger 300HD\",'300HD-Imperial'!G147,IF($C$9=\"Recharger 360HD\",'360HD-Imperial'!G147,IF($C$9=\"Recharger 902HD\",'902HD-Imperial'!G147,IF($C$9=\"Contactor Field Drain C-4HD\",'C-4HD-Imperial'!C147,IF($C$9=\"Recharger 180HD\",'180HD-Imperial'!D147,0))))))))","v":""},{"$f":"IF($C$9=\"Contactor 100HD\",'100HD-Imperial'!F147,IF($C$9=\"Recharger 150XLHD\",'150XLHD-Imperial'!F147,IF($C$9=\"Recharger 280HD\",'280HD-Imperial'!F147,IF($C$9=\"Recharger 300HD\",'300HD-Imperial'!I147,IF($C$9=\"Recharger 360HD\",'360HD-Imperial'!I147,IF($C$9=\"Recharger 902HD\",'902HD-Imperial'!I147,IF($C$9=\"Contactor Field Drain C-4HD\",'C-4HD-Imperial'!D147,IF($C$9=\"Recharger 180HD\",'180HD-Imperial'!F147,0))))))))","v":""},{"$f":"IF($C$9=\"Contactor 100HD\",'100HD-Imperial'!G147,IF($C$9=\"Recharger 150XLHD\",'150XLHD-Imperial'!G147,IF($C$9=\"Recharger 280HD\",'280HD-Imperial'!G147,IF($C$9=\"Recharger 300HD\",'300HD-Imperial'!J147,IF($C$9=\"Recharger 360HD\",'360HD-Imperial'!J147,IF($C$9=\"Recharger 902HD\",'902HD-Imperial'!J147,IF($C$9=\"Contactor Field Drain C-4HD\",'C-4HD-Imperial'!E147,IF($C$9=\"Recharger 180HD\",'180HD-Imperial'!G147,0))))))))","v":""},{"$f":"IF($C$9=\"Contactor 100HD\",'100HD-Imperial'!H147,IF($C$9=\"Recharger 150XLHD\",'150XLHD-Imperial'!H147,IF($C$9=\"Recharger 280HD\",'280HD-Imperial'!H147,IF($C$9=\"Recharger 300HD\",'300HD-Imperial'!K147,IF($C$9=\"Recharger 360HD\",'360HD-Imperial'!K147,IF($C$9=\"Recharger 902HD\",'902HD-Imperial'!K147,IF($C$9=\"Contactor Field Drain C-4HD\",'C-4HD-Imperial'!F147,IF($C$9=\"Recharger 180HD\",'180HD-Imperial'!H147,0))))))))","v":" "},{"$f":"IF($C$9=\"Contactor 100HD\",'100HD-Imperial'!I147,IF($C$9=\"Recharger 150XLHD\",'150XLHD-Imperial'!I147,IF($C$9=\"Recharger 280HD\",'280HD-Imperial'!I147,IF($C$9=\"Recharger 300HD\",'300HD-Imperial'!L147,IF($C$9=\"Recharger 360HD\",'360HD-Imperial'!L147,IF($C$9=\"Recharger 902HD\",'902HD-Imperial'!L147,IF($C$9=\"Contactor Field Drain C-4HD\",'C-4HD-Imperial'!G147,IF($C$9=\"Recharger 180HD\",'180HD-Imperial'!I147,0))))))))","v":""},null,null,null,null,null,{"$f":"IF($C$9=\"Contactor 100HD\",'100HD-Imperial'!E147,IF($C$9=\"Recharger 150XLHD\",'150XLHD-Imperial'!E147,IF($C$9=\"Recharger 280HD\",'280HD-Imperial'!E147,IF($C$9=\"Recharger 300HD\",#REF!,IF($C$9=\"Recharger 360HD\",'360HD-Imperial'!H147,IF($C$9=\"Recharger 902HD\",'902HD-Imperial'!H147,IF($C$9=\"Recharger 180HD\",'180HD-Imperial'!C147,\"\")))))))","v":{"$error":"#REF!"}}]
[{"$f":"IF($C$9=\"Contactor 100HD\",'100HD-Imperial'!A148,IF($C$9=\"Recharger 150XLHD\",'150XLHD-Imperial'!A148,IF($C$9=\"Recharger 280HD\",'280HD-Imperial'!A148,IF($C$9=\"Recharger 300HD\",'300HD-Imperial'!A148,IF($C$9=\"Recharger 360HD\",'360HD-Imperial'!A148,IF($C$9=\"Recharger 902HD\",'902HD-Imperial'!A148,IF($C$9=\"Contactor Field Drain C-4HD\",'C-4HD-Imperial'!A148,IF($C$9=\"Recharger 180HD\",'180HD-Imperial'!A148,0))))))))","v":-68},{"$f":"IF($C$9=\"Contactor 100HD\",'100HD-Imperial'!D148,IF($C$9=\"Recharger 150XLHD\",'150XLHD-Imperial'!D148,IF($C$9=\"Recharger 280HD\",'280HD-Imperial'!D148,IF($C$9=\"Recharger 300HD\",'300HD-Imperial'!G148,IF($C$9=\"Recharger 360HD\",'360HD-Imperial'!G148,IF($C$9=\"Recharger 902HD\",'902HD-Imperial'!G148,IF($C$9=\"Contactor Field Drain C-4HD\",'C-4HD-Imperial'!C148,IF($C$9=\"Recharger 180HD\",'180HD-Imperial'!D148,0))))))))","v":""},{"$f":"IF($C$9=\"Contactor 100HD\",'100HD-Imperial'!F148,IF($C$9=\"Recharger 150XLHD\",'150XLHD-Imperial'!F148,IF($C$9=\"Recharger 280HD\",'280HD-Imperial'!F148,IF($C$9=\"Recharger 300HD\",'300HD-Imperial'!I148,IF($C$9=\"Recharger 360HD\",'360HD-Imperial'!I148,IF($C$9=\"Recharger 902HD\",'902HD-Imperial'!I148,IF($C$9=\"Contactor Field Drain C-4HD\",'C-4HD-Imperial'!D148,IF($C$9=\"Recharger 180HD\",'180HD-Imperial'!F148,0))))))))","v":""},{"$f":"IF($C$9=\"Contactor 100HD\",'100HD-Imperial'!G148,IF($C$9=\"Recharger 150XLHD\",'150XLHD-Imperial'!G148,IF($C$9=\"Recharger 280HD\",'280HD-Imperial'!G148,IF($C$9=\"Recharger 300HD\",'300HD-Imperial'!J148,IF($C$9=\"Recharger 360HD\",'360HD-Imperial'!J148,IF($C$9=\"Recharger 902HD\",'902HD-Imperial'!J148,IF($C$9=\"Contactor Field Drain C-4HD\",'C-4HD-Imperial'!E148,IF($C$9=\"Recharger 180HD\",'180HD-Imperial'!G148,0))))))))","v":""},{"$f":"IF($C$9=\"Contactor 100HD\",'100HD-Imperial'!H148,IF($C$9=\"Recharger 150XLHD\",'150XLHD-Imperial'!H148,IF($C$9=\"Recharger 280HD\",'280HD-Imperial'!H148,IF($C$9=\"Recharger 300HD\",'300HD-Imperial'!K148,IF($C$9=\"Recharger 360HD\",'360HD-Imperial'!K148,IF($C$9=\"Recharger 902HD\",'902HD-Imperial'!K148,IF($C$9=\"Contactor Field Drain C-4HD\",'C-4HD-Imperial'!F148,IF($C$9=\"Recharger 180HD\",'180HD-Imperial'!H148,0))))))))","v":" "},{"$f":"IF($C$9=\"Contactor 100HD\",'100HD-Imperial'!I148,IF($C$9=\"Recharger 150XLHD\",'150XLHD-Imperial'!I148,IF($C$9=\"Recharger 280HD\",'280HD-Imperial'!I148,IF($C$9=\"Recharger 300HD\",'300HD-Imperial'!L148,IF($C$9=\"Recharger 360HD\",'360HD-Imperial'!L148,IF($C$9=\"Recharger 902HD\",'902HD-Imperial'!L148,IF($C$9=\"Contactor Field Drain C-4HD\",'C-4HD-Imperial'!G148,IF($C$9=\"Recharger 180HD\",'180HD-Imperial'!I148,0))))))))","v":""},null,null,null,null,null,{"$f":"IF($C$9=\"Contactor 100HD\",'100HD-Imperial'!E148,IF($C$9=\"Recharger 150XLHD\",'150XLHD-Imperial'!E148,IF($C$9=\"Recharger 280HD\",'280HD-Imperial'!E148,IF($C$9=\"Recharger 300HD\",#REF!,IF($C$9=\"Recharger 360HD\",'360HD-Imperial'!H148,IF($C$9=\"Recharger 902HD\",'902HD-Imperial'!H148,IF($C$9=\"Recharger 180HD\",'180HD-Imperial'!C148,\"\")))))))","v":{"$error":"#REF!"}}]
[{"$f":"IF($C$9=\"Contactor 100HD\",'100HD-Imperial'!A149,IF($C$9=\"Recharger 150XLHD\",'150XLHD-Imperial'!A149,IF($C$9=\"Recharger 280HD\",'280HD-Imperial'!A149,IF($C$9=\"Recharger 300HD\",'300HD-Imperial'!A149,IF($C$9=\"Recharger 360HD\",'360HD-Imperial'!A149,IF($C$9=\"Recharger 902HD\",'902HD-Imperial'!A149,IF($C$9=\"Contactor Field Drain C-4HD\",'C-4HD-Imperial'!A149,IF($C$9=\"Recharger 180HD\",'180HD-Imperial'!A149,0))))))))","v":-69},{"$f":"IF($C$9=\"Contactor 100HD\",'100HD-Imperial'!D149,IF($C$9=\"Recharger 150XLHD\",'150XLHD-Imperial'!D149,IF($C$9=\"Recharger 280HD\",'280HD-Imperial'!D149,IF($C$9=\"Recharger 300HD\",'300HD-Imperial'!G149,IF($C$9=\"Recharger 360HD\",'360HD-Imperial'!G149,IF($C$9=\"Recharger 902HD\",'902HD-Imperial'!G149,IF($C$9=\"Contactor Field Drain C-4HD\",'C-4HD-Imperial'!C149,IF($C$9=\"Recharger 180HD\",'180HD-Imperial'!D149,0))))))))","v":""},{"$f":"IF($C$9=\"Contactor 100HD\",'100HD-Imperial'!F149,IF($C$9=\"Recharger 150XLHD\",'150XLHD-Imperial'!F149,IF($C$9=\"Recharger 280HD\",'280HD-Imperial'!F149,IF($C$9=\"Recharger 300HD\",'300HD-Imperial'!I149,IF($C$9=\"Recharger 360HD\",'360HD-Imperial'!I149,IF($C$9=\"Recharger 902HD\",'902HD-Imperial'!I149,IF($C$9=\"Contactor Field Drain C-4HD\",'C-4HD-Imperial'!D149,IF($C$9=\"Recharger 180HD\",'180HD-Imperial'!F149,0))))))))","v":""},{"$f":"IF($C$9=\"Contactor 100HD\",'100HD-Imperial'!G149,IF($C$9=\"Recharger 150XLHD\",'150XLHD-Imperial'!G149,IF($C$9=\"Recharger 280HD\",'280HD-Imperial'!G149,IF($C$9=\"Recharger 300HD\",'300HD-Imperial'!J149,IF($C$9=\"Recharger 360HD\",'360HD-Imperial'!J149,IF($C$9=\"Recharger 902HD\",'902HD-Imperial'!J149,IF($C$9=\"Contactor Field Drain C-4HD\",'C-4HD-Imperial'!E149,IF($C$9=\"Recharger 180HD\",'180HD-Imperial'!G149,0))))))))","v":""},{"$f":"IF($C$9=\"Contactor 100HD\",'100HD-Imperial'!H149,IF($C$9=\"Recharger 150XLHD\",'150XLHD-Imperial'!H149,IF($C$9=\"Recharger 280HD\",'280HD-Imperial'!H149,IF($C$9=\"Recharger 300HD\",'300HD-Imperial'!K149,IF($C$9=\"Recharger 360HD\",'360HD-Imperial'!K149,IF($C$9=\"Recharger 902HD\",'902HD-Imperial'!K149,IF($C$9=\"Contactor Field Drain C-4HD\",'C-4HD-Imperial'!F149,IF($C$9=\"Recharger 180HD\",'180HD-Imperial'!H149,0))))))))","v":" "},{"$f":"IF($C$9=\"Contactor 100HD\",'100HD-Imperial'!I149,IF($C$9=\"Recharger 150XLHD\",'150XLHD-Imperial'!I149,IF($C$9=\"Recharger 280HD\",'280HD-Imperial'!I149,IF($C$9=\"Recharger 300HD\",'300HD-Imperial'!L149,IF($C$9=\"Recharger 360HD\",'360HD-Imperial'!L149,IF($C$9=\"Recharger 902HD\",'902HD-Imperial'!L149,IF($C$9=\"Contactor Field Drain C-4HD\",'C-4HD-Imperial'!G149,IF($C$9=\"Recharger 180HD\",'180HD-Imperial'!I149,0))))))))","v":""},null,null,null,null,null,{"$f":"IF($C$9=\"Contactor 100HD\",'100HD-Imperial'!E149,IF($C$9=\"Recharger 150XLHD\",'150XLHD-Imperial'!E149,IF($C$9=\"Recharger 280HD\",'280HD-Imperial'!E149,IF($C$9=\"Recharger 300HD\",#REF!,IF($C$9=\"Recharger 360HD\",'360HD-Imperial'!H149,IF($C$9=\"Recharger 902HD\",'902HD-Imperial'!H149,IF($C$9=\"Recharger 180HD\",'180HD-Imperial'!C149,\"\")))))))","v":{"$error":"#REF!"}}]
[{"$f":"IF($C$9=\"Contactor 100HD\",'100HD-Imperial'!A150,IF($C$9=\"Recharger 150XLHD\",'150XLHD-Imperial'!A150,IF($C$9=\"Recharger 280HD\",'280HD-Imperial'!A150,IF($C$9=\"Recharger 300HD\",'300HD-Imperial'!A150,IF($C$9=\"Recharger 360HD\",'360HD-Imperial'!A150,IF($C$9=\"Recharger 902HD\",'902HD-Imperial'!A150,IF($C$9=\"Contactor Field Drain C-4HD\",'C-4HD-Imperial'!A150,IF($C$9=\"Recharger 180HD\",'180HD-Imperial'!A150,0))))))))","v":-70},{"$f":"IF($C$9=\"Contactor 100HD\",'100HD-Imperial'!D150,IF($C$9=\"Recharger 150XLHD\",'150XLHD-Imperial'!D150,IF($C$9=\"Recharger 280HD\",'280HD-Imperial'!D150,IF($C$9=\"Recharger 300HD\",'300HD-Imperial'!G150,IF($C$9=\"Recharger 360HD\",'360HD-Imperial'!G150,IF($C$9=\"Recharger 902HD\",'902HD-Imperial'!G150,IF($C$9=\"Contactor Field Drain C-4HD\",'C-4HD-Imperial'!C150,IF($C$9=\"Recharger 180HD\",'180HD-Imperial'!D150,0))))))))","v":""},{"$f":"IF($C$9=\"Contactor 100HD\",'100HD-Imperial'!F150,IF($C$9=\"Recharger 150XLHD\",'150XLHD-Imperial'!F150,IF($C$9=\"Recharger 280HD\",'280HD-Imperial'!F150,IF($C$9=\"Recharger 300HD\",'300HD-Imperial'!I150,IF($C$9=\"Recharger 360HD\",'360HD-Imperial'!I150,IF($C$9=\"Recharger 902HD\",'902HD-Imperial'!I150,IF($C$9=\"Contactor Field Drain C-4HD\",'C-4HD-Imperial'!D150,IF($C$9=\"Recharger 180HD\",'180HD-Imperial'!F150,0))))))))","v":""},{"$f":"IF($C$9=\"Contactor 100HD\",'100HD-Imperial'!G150,IF($C$9=\"Recharger 150XLHD\",'150XLHD-Imperial'!G150,IF($C$9=\"Recharger 280HD\",'280HD-Imperial'!G150,IF($C$9=\"Recharger 300HD\",'300HD-Imperial'!J150,IF($C$9=\"Recharger 360HD\",'360HD-Imperial'!J150,IF($C$9=\"Recharger 902HD\",'902HD-Imperial'!J150,IF($C$9=\"Contactor Field Drain C-4HD\",'C-4HD-Imperial'!E150,IF($C$9=\"Recharger 180HD\",'180HD-Imperial'!G150,0))))))))","v":""},{"$f":"IF($C$9=\"Contactor 100HD\",'100HD-Imperial'!H150,IF($C$9=\"Recharger 150XLHD\",'150XLHD-Imperial'!H150,IF($C$9=\"Recharger 280HD\",'280HD-Imperial'!H150,IF($C$9=\"Recharger 300HD\",'300HD-Imperial'!K150,IF($C$9=\"Recharger 360HD\",'360HD-Imperial'!K150,IF($C$9=\"Recharger 902HD\",'902HD-Imperial'!K150,IF($C$9=\"Contactor Field Drain C-4HD\",'C-4HD-Imperial'!F150,IF($C$9=\"Recharger 180HD\",'180HD-Imperial'!H150,0))))))))","v":" "},{"$f":"IF($C$9=\"Contactor 100HD\",'100HD-Imperial'!I150,IF($C$9=\"Recharger 150XLHD\",'150XLHD-Imperial'!I150,IF($C$9=\"Recharger 280HD\",'280HD-Imperial'!I150,IF($C$9=\"Recharger 300HD\",'300HD-Imperial'!L150,IF($C$9=\"Recharger 360HD\",'360HD-Imperial'!L150,IF($C$9=\"Recharger 902HD\",'902HD-Imperial'!L150,IF($C$9=\"Contactor Field Drain C-4HD\",'C-4HD-Imperial'!G150,IF($C$9=\"Recharger 180HD\",'180HD-Imperial'!I150,0))))))))","v":""},null,null,null,null,null,{"$f":"IF($C$9=\"Contactor 100HD\",'100HD-Imperial'!E150,IF($C$9=\"Recharger 150XLHD\",'150XLHD-Imperial'!E150,IF($C$9=\"Recharger 280HD\",'280HD-Imperial'!E150,IF($C$9=\"Recharger 300HD\",#REF!,IF($C$9=\"Recharger 360HD\",'360HD-Imperial'!H150,IF($C$9=\"Recharger 902HD\",'902HD-Imperial'!H150,IF($C$9=\"Recharger 180HD\",'180HD-Imperial'!C150,\"\")))))))","v":{"$error":"#REF!"}}]
[{"$f":"IF($C$9=\"Contactor 100HD\",'100HD-Imperial'!A151,IF($C$9=\"Recharger 150XLHD\",'150XLHD-Imperial'!A151,IF($C$9=\"Recharger 280HD\",'280HD-Imperial'!A151,IF($C$9=\"Recharger 300HD\",'300HD-Imperial'!A151,IF($C$9=\"Recharger 360HD\",'360HD-Imperial'!A151,IF($C$9=\"Recharger 902HD\",'902HD-Imperial'!A151,IF($C$9=\"Contactor Field Drain C-4HD\",'C-4HD-Imperial'!A151,IF($C$9=\"Recharger 180HD\",'180HD-Imperial'!A151,0))))))))","v":-71},{"$f":"IF($C$9=\"Contactor 100HD\",'100HD-Imperial'!D151,IF($C$9=\"Recharger 150XLHD\",'150XLHD-Imperial'!D151,IF($C$9=\"Recharger 280HD\",'280HD-Imperial'!D151,IF($C$9=\"Recharger 300HD\",'300HD-Imperial'!G151,IF($C$9=\"Recharger 360HD\",'360HD-Imperial'!G151,IF($C$9=\"Recharger 902HD\",'902HD-Imperial'!G151,IF($C$9=\"Contactor Field Drain C-4HD\",'C-4HD-Imperial'!C151,IF($C$9=\"Recharger 180HD\",'180HD-Imperial'!D151,0))))))))","v":0},{"$f":"IF($C$9=\"Contactor 100HD\",'100HD-Imperial'!F151,IF($C$9=\"Recharger 150XLHD\",'150XLHD-Imperial'!F151,IF($C$9=\"Recharger 280HD\",'280HD-Imperial'!F151,IF($C$9=\"Recharger 300HD\",'300HD-Imperial'!I151,IF($C$9=\"Recharger 360HD\",'360HD-Imperial'!I151,IF($C$9=\"Recharger 902HD\",'902HD-Imperial'!I151,IF($C$9=\"Contactor Field Drain C-4HD\",'C-4HD-Imperial'!D151,IF($C$9=\"Recharger 180HD\",'180HD-Imperial'!F151,0))))))))","v":""},{"$f":"IF($C$9=\"Contactor 100HD\",'100HD-Imperial'!G151,IF($C$9=\"Recharger 150XLHD\",'150XLHD-Imperial'!G151,IF($C$9=\"Recharger 280HD\",'280HD-Imperial'!G151,IF($C$9=\"Recharger 300HD\",'300HD-Imperial'!J151,IF($C$9=\"Recharger 360HD\",'360HD-Imperial'!J151,IF($C$9=\"Recharger 902HD\",'902HD-Imperial'!J151,IF($C$9=\"Contactor Field Drain C-4HD\",'C-4HD-Imperial'!E151,IF($C$9=\"Recharger 180HD\",'180HD-Imperial'!G151,0))))))))","v":""},{"$f":"IF($C$9=\"Contactor 100HD\",'100HD-Imperial'!H151,IF($C$9=\"Recharger 150XLHD\",'150XLHD-Imperial'!H151,IF($C$9=\"Recharger 280HD\",'280HD-Imperial'!H151,IF($C$9=\"Recharger 300HD\",'300HD-Imperial'!K151,IF($C$9=\"Recharger 360HD\",'360HD-Imperial'!K151,IF($C$9=\"Recharger 902HD\",'902HD-Imperial'!K151,IF($C$9=\"Contactor Field Drain C-4HD\",'C-4HD-Imperial'!F151,IF($C$9=\"Recharger 180HD\",'180HD-Imperial'!H151,0))))))))","v":" "},{"$f":"IF($C$9=\"Contactor 100HD\",'100HD-Imperial'!I151,IF($C$9=\"Recharger 150XLHD\",'150XLHD-Imperial'!I151,IF($C$9=\"Recharger 280HD\",'280HD-Imperial'!I151,IF($C$9=\"Recharger 300HD\",'300HD-Imperial'!L151,IF($C$9=\"Recharger 360HD\",'360HD-Imperial'!L151,IF($C$9=\"Recharger 902HD\",'902HD-Imperial'!L151,IF($C$9=\"Contactor Field Drain C-4HD\",'C-4HD-Imperial'!G151,IF($C$9=\"Recharger 180HD\",'180HD-Imperial'!I151,0))))))))","v":""},null,null,null,null,null,{"$f":"IF($C$9=\"Contactor 100HD\",'100HD-Imperial'!E151,IF($C$9=\"Recharger 150XLHD\",'150XLHD-Imperial'!E151,IF($C$9=\"Recharger 280HD\",'280HD-Imperial'!E151,IF($C$9=\"Recharger 300HD\",#REF!,IF($C$9=\"Recharger 360HD\",'360HD-Imperial'!H151,IF($C$9=\"Recharger 902HD\",'902HD-Imperial'!H151,IF($C$9=\"Recharger 180HD\",'180HD-Imperial'!C151,\"\")))))))","v":{"$error":"#REF!"}}]
[{"$f":"IF($C$9=\"Contactor 100HD\",'100HD-Imperial'!A152,IF($C$9=\"Recharger 150XLHD\",'150XLHD-Imperial'!A152,IF($C$9=\"Recharger 280HD\",'280HD-Imperial'!A152,IF($C$9=\"Recharger 300HD\",'300HD-Imperial'!A152,IF($C$9=\"Recharger 360HD\",'360HD-Imperial'!A152,IF($C$9=\"Recharger 902HD\",'902HD-Imperial'!A152,IF($C$9=\"Contactor Field Drain C-4HD\",'C-4HD-Imperial'!A152,IF($C$9=\"Recharger 180HD\",'180HD-Imperial'!A152,0))))))))","v":-72},{"$f":"IF($C$9=\"Contactor 100HD\",'100HD-Imperial'!D152,IF($C$9=\"Recharger 150XLHD\",'150XLHD-Imperial'!D152,IF($C$9=\"Recharger 280HD\",'280HD-Imperial'!D152,IF($C$9=\"Recharger 300HD\",'300HD-Imperial'!G152,IF($C$9=\"Recharger 360HD\",'360HD-Imperial'!G152,IF($C$9=\"Recharger 902HD\",'902HD-Imperial'!G152,IF($C$9=\"Contactor Field Drain C-4HD\",'C-4HD-Imperial'!C152,IF($C$9=\"Recharger 180HD\",'180HD-Imperial'!D152,0))))))))","v":0},{"$f":"IF($C$9=\"Contactor 100HD\",'100HD-Imperial'!F152,IF($C$9=\"Recharger 150XLHD\",'150XLHD-Imperial'!F152,IF($C$9=\"Recharger 280HD\",'280HD-Imperial'!F152,IF($C$9=\"Recharger 300HD\",'300HD-Imperial'!I152,IF($C$9=\"Recharger 360HD\",'360HD-Imperial'!I152,IF($C$9=\"Recharger 902HD\",'902HD-Imperial'!I152,IF($C$9=\"Contactor Field Drain C-4HD\",'C-4HD-Imperial'!D152,IF($C$9=\"Recharger 180HD\",'180HD-Imperial'!F152,0))))))))","v":""},{"$f":"IF($C$9=\"Contactor 100HD\",'100HD-Imperial'!G152,IF($C$9=\"Recharger 150XLHD\",'150XLHD-Imperial'!G152,IF($C$9=\"Recharger 280HD\",'280HD-Imperial'!G152,IF($C$9=\"Recharger 300HD\",'300HD-Imperial'!J152,IF($C$9=\"Recharger 360HD\",'360HD-Imperial'!J152,IF($C$9=\"Recharger 902HD\",'902HD-Imperial'!J152,IF($C$9=\"Contactor Field Drain C-4HD\",'C-4HD-Imperial'!E152,IF($C$9=\"Recharger 180HD\",'180HD-Imperial'!G152,0))))))))","v":""},{"$f":"IF($C$9=\"Contactor 100HD\",'100HD-Imperial'!H152,IF($C$9=\"Recharger 150XLHD\",'150XLHD-Imperial'!H152,IF($C$9=\"Recharger 280HD\",'280HD-Imperial'!H152,IF($C$9=\"Recharger 300HD\",'300HD-Imperial'!K152,IF($C$9=\"Recharger 360HD\",'360HD-Imperial'!K152,IF($C$9=\"Recharger 902HD\",'902HD-Imperial'!K152,IF($C$9=\"Contactor Field Drain C-4HD\",'C-4HD-Imperial'!F152,IF($C$9=\"Recharger 180HD\",'180HD-Imperial'!H152,0))))))))","v":" "},{"$f":"IF($C$9=\"Contactor 100HD\",'100HD-Imperial'!I152,IF($C$9=\"Recharger 150XLHD\",'150XLHD-Imperial'!I152,IF($C$9=\"Recharger 280HD\",'280HD-Imperial'!I152,IF($C$9=\"Recharger 300HD\",'300HD-Imperial'!L152,IF($C$9=\"Recharger 360HD\",'360HD-Imperial'!L152,IF($C$9=\"Recharger 902HD\",'902HD-Imperial'!L152,IF($C$9=\"Contactor Field Drain C-4HD\",'C-4HD-Imperial'!G152,IF($C$9=\"Recharger 180HD\",'180HD-Imperial'!I152,0))))))))","v":""},null,null,null,null,null,{"$f":"IF($C$9=\"Contactor 100HD\",'100HD-Imperial'!E152,IF($C$9=\"Recharger 150XLHD\",'150XLHD-Imperial'!E152,IF($C$9=\"Recharger 280HD\",'280HD-Imperial'!E152,IF($C$9=\"Recharger 300HD\",#REF!,IF($C$9=\"Recharger 360HD\",'360HD-Imperial'!H152,IF($C$9=\"Recharger 902HD\",'902HD-Imperial'!H152,IF($C$9=\"Recharger 180HD\",'180HD-Imperial'!C152,\"\")))))))","v":{"$error":"#REF!"}}]
[{"$f":"IF($C$9=\"Contactor 100HD\",'100HD-Imperial'!A153,IF($C$9=\"Recharger 150XLHD\",'150XLHD-Imperial'!A153,IF($C$9=\"Recharger 280HD\",'280HD-Imperial'!A153,IF($C$9=\"Recharger 300HD\",'300HD-Imperial'!A153,IF($C$9=\"Recharger 360HD\",'360HD-Imperial'!A153,IF($C$9=\"Recharger 902HD\",'902HD-Imperial'!A153,IF($C$9=\"Contactor Field Drain C-4HD\",'C-4HD-Imperial'!A153,IF($C$9=\"Recharger 180HD\",'180HD-Imperial'!A153,0))))))))","v":-73},{"$f":"IF($C$9=\"Contactor 100HD\",'100HD-Imperial'!D153,IF($C$9=\"Recharger 150XLHD\",'150XLHD-Imperial'!D153,IF($C$9=\"Recharger 280HD\",'280HD-Imperial'!D153,IF($C$9=\"Recharger 300HD\",'300HD-Imperial'!G153,IF($C$9=\"Recharger 360HD\",'360HD-Imperial'!G153,IF($C$9=\"Recharger 902HD\",'902HD-Imperial'!G153,IF($C$9=\"Contactor Field Drain C-4HD\",'C-4HD-Imperial'!C153,IF($C$9=\"Recharger 180HD\",'180HD-Imperial'!D153,0))))))))","v":0},{"$f":"IF($C$9=\"Contactor 100HD\",'100HD-Imperial'!F153,IF($C$9=\"Recharger 150XLHD\",'150XLHD-Imperial'!F153,IF($C$9=\"Recharger 280HD\",'280HD-Imperial'!F153,IF($C$9=\"Recharger 300HD\",'300HD-Imperial'!I153,IF($C$9=\"Recharger 360HD\",'360HD-Imperial'!I153,IF($C$9=\"Recharger 902HD\",'902HD-Imperial'!I153,IF($C$9=\"Contactor Field Drain C-4HD\",'C-4HD-Imperial'!D153,IF($C$9=\"Recharger 180HD\",'180HD-Imperial'!F153,0))))))))","v":""},{"$f":"IF($C$9=\"Contactor 100HD\",'100HD-Imperial'!G153,IF($C$9=\"Recharger 150XLHD\",'150XLHD-Imperial'!G153,IF($C$9=\"Recharger 280HD\",'280HD-Imperial'!G153,IF($C$9=\"Recharger 300HD\",'300HD-Imperial'!J153,IF($C$9=\"Recharger 360HD\",'360HD-Imperial'!J153,IF($C$9=\"Recharger 902HD\",'902HD-Imperial'!J153,IF($C$9=\"Contactor Field Drain C-4HD\",'C-4HD-Imperial'!E153,IF($C$9=\"Recharger 180HD\",'180HD-Imperial'!G153,0))))))))","v":""},{"$f":"IF($C$9=\"Contactor 100HD\",'100HD-Imperial'!H153,IF($C$9=\"Recharger 150XLHD\",'150XLHD-Imperial'!H153,IF($C$9=\"Recharger 280HD\",'280HD-Imperial'!H153,IF($C$9=\"Recharger 300HD\",'300HD-Imperial'!K153,IF($C$9=\"Recharger 360HD\",'360HD-Imperial'!K153,IF($C$9=\"Recharger 902HD\",'902HD-Imperial'!K153,IF($C$9=\"Contactor Field Drain C-4HD\",'C-4HD-Imperial'!F153,IF($C$9=\"Recharger 180HD\",'180HD-Imperial'!H153,0))))))))","v":" "},{"$f":"IF($C$9=\"Contactor 100HD\",'100HD-Imperial'!I153,IF($C$9=\"Recharger 150XLHD\",'150XLHD-Imperial'!I153,IF($C$9=\"Recharger 280HD\",'280HD-Imperial'!I153,IF($C$9=\"Recharger 300HD\",'300HD-Imperial'!L153,IF($C$9=\"Recharger 360HD\",'360HD-Imperial'!L153,IF($C$9=\"Recharger 902HD\",'902HD-Imperial'!L153,IF($C$9=\"Contactor Field Drain C-4HD\",'C-4HD-Imperial'!G153,IF($C$9=\"Recharger 180HD\",'180HD-Imperial'!I153,0))))))))","v":""},null,null,null,null,null,{"$f":"IF($C$9=\"Contactor 100HD\",'100HD-Imperial'!E153,IF($C$9=\"Recharger 150XLHD\",'150XLHD-Imperial'!E153,IF($C$9=\"Recharger 280HD\",'280HD-Imperial'!E153,IF($C$9=\"Recharger 300HD\",#REF!,IF($C$9=\"Recharger 360HD\",'360HD-Imperial'!H153,IF($C$9=\"Recharger 902HD\",'902HD-Imperial'!H153,IF($C$9=\"Recharger 180HD\",'180HD-Imperial'!C153,\"\")))))))","v":{"$error":"#REF!"}}]
[null,{"$f":"IF($C$9=\"Contactor 100HD\",'100HD-Imperial'!D154,IF($C$9=\"Recharger 150XLHD\",'150XLHD-Imperial'!D154,IF($C$9=\"Recharger 280HD\",'280HD-Imperial'!D154,IF($C$9=\"Recharger 300HD\",'300HD-Imperial'!G154,IF($C$9=\"Recharger 360HD\",'360HD-Imperial'!G154,IF($C$9=\"Recharger 902HD\",'902HD-Imperial'!G154,IF($C$9=\"Contactor Field Drain C-4HD\",'C-4HD-Imperial'!C154,IF($C$9=\"Recharger 180HD\",'180HD-Imperial'!D154,0))))))))","v":0},{"$f":"IF($C$9=\"Contactor 100HD\",'100HD-Imperial'!F154,IF($C$9=\"Recharger 150XLHD\",'150XLHD-Imperial'!F154,IF($C$9=\"Recharger 280HD\",'280HD-Imperial'!F154,IF($C$9=\"Recharger 300HD\",'300HD-Imperial'!I154,IF($C$9=\"Recharger 360HD\",'360HD-Imperial'!I154,IF($C$9=\"Recharger 902HD\",'902HD-Imperial'!I154,IF($C$9=\"Contactor Field Drain C-4HD\",'C-4HD-Imperial'!D154,IF($C$9=\"Recharger 180HD\",'180HD-Imperial'!F154,0))))))))","v":""},{"$f":"IF($C$9=\"Contactor 100HD\",'100HD-Imperial'!G154,IF($C$9=\"Recharger 150XLHD\",'150XLHD-Imperial'!G154,IF($C$9=\"Recharger 280HD\",'280HD-Imperial'!G154,IF($C$9=\"Recharger 300HD\",'300HD-Imperial'!J154,IF($C$9=\"Recharger 360HD\",'360HD-Imperial'!J154,IF($C$9=\"Recharger 902HD\",'902HD-Imperial'!J154,IF($C$9=\"Contactor Field Drain C-4HD\",'C-4HD-Imperial'!E154,IF($C$9=\"Recharger 180HD\",'180HD-Imperial'!G154,0))))))))","v":""},{"$f":"IF($C$9=\"Contactor 100HD\",'100HD-Imperial'!H154,IF($C$9=\"Recharger 150XLHD\",'150XLHD-Imperial'!H154,IF($C$9=\"Recharger 280HD\",'280HD-Imperial'!H154,IF($C$9=\"Recharger 300HD\",'300HD-Imperial'!K154,IF($C$9=\"Recharger 360HD\",'360HD-Imperial'!K154,IF($C$9=\"Recharger 902HD\",'902HD-Imperial'!K154,IF($C$9=\"Contactor Field Drain C-4HD\",'C-4HD-Imperial'!F154,IF($C$9=\"Recharger 180HD\",'180HD-Imperial'!H154,0))))))))","v":" "},{"$f":"IF($C$9=\"Contactor 100HD\",'100HD-Imperial'!I154,IF($C$9=\"Recharger 150XLHD\",'150XLHD-Imperial'!I154,IF($C$9=\"Recharger 280HD\",'280HD-Imperial'!I154,IF($C$9=\"Recharger 300HD\",'300HD-Imperial'!L154,IF($C$9=\"Recharger 360HD\",'360HD-Imperial'!L154,IF($C$9=\"Recharger 902HD\",'902HD-Imperial'!L154,IF($C$9=\"Contactor Field Drain C-4HD\",'C-4HD-Imperial'!G154,IF($C$9=\"Recharger 180HD\",'180HD-Imperial'!I154,0))))))))","v":""}]
[null,{"$f":"IF($C$9=\"Contactor 100HD\",'100HD-Imperial'!D155,IF($C$9=\"Recharger 150XLHD\",'150XLHD-Imperial'!D155,IF($C$9=\"Recharger 280HD\",'280HD-Imperial'!D155,IF($C$9=\"Recharger 300HD\",'300HD-Imperial'!G155,IF($C$9=\"Recharger 360HD\",'360HD-Imperial'!G155,IF($C$9=\"Recharger 902HD\",'902HD-Imperial'!G155,IF($C$9=\"Contactor Field Drain C-4HD\",'C-4HD-Imperial'!C155,IF($C$9=\"Recharger 180HD\",'180HD-Imperial'!D155,0))))))))","v":0},{"$f":"IF($C$9=\"Contactor 100HD\",'100HD-Imperial'!F155,IF($C$9=\"Recharger 150XLHD\",'150XLHD-Imperial'!F155,IF($C$9=\"Recharger 280HD\",'280HD-Imperial'!F155,IF($C$9=\"Recharger 300HD\",'300HD-Imperial'!I155,IF($C$9=\"Recharger 360HD\",'360HD-Imperial'!I155,IF($C$9=\"Recharger 902HD\",'902HD-Imperial'!I155,IF($C$9=\"Contactor Field Drain C-4HD\",'C-4HD-Imperial'!D155,IF($C$9=\"Recharger 180HD\",'180HD-Imperial'!F155,0))))))))","v":0},{"$f":"IF($C$9=\"Contactor 100HD\",'100HD-Imperial'!G155,IF($C$9=\"Recharger 150XLHD\",'150XLHD-Imperial'!G155,IF($C$9=\"Recharger 280HD\",'280HD-Imperial'!G155,IF($C$9=\"Recharger 300HD\",'300HD-Imperial'!J155,IF($C$9=\"Recharger 360HD\",'360HD-Imperial'!J155,IF($C$9=\"Recharger 902HD\",'902HD-Imperial'!J155,IF($C$9=\"Contactor Field Drain C-4HD\",'C-4HD-Imperial'!E155,IF($C$9=\"Recharger 180HD\",'180HD-Imperial'!G155,0))))))))","v":0},{"$f":"IF($C$9=\"Contactor 100HD\",'100HD-Imperial'!H155,IF($C$9=\"Recharger 150XLHD\",'150XLHD-Imperial'!H155,IF($C$9=\"Recharger 280HD\",'280HD-Imperial'!H155,IF($C$9=\"Recharger 300HD\",'300HD-Imperial'!K155,IF($C$9=\"Recharger 360HD\",'360HD-Imperial'!K155,IF($C$9=\"Recharger 902HD\",'902HD-Imperial'!K155,IF($C$9=\"Contactor Field Drain C-4HD\",'C-4HD-Imperial'!F155,IF($C$9=\"Recharger 180HD\",'180HD-Imperial'!H155,0))))))))","v":0},{"$f":"IF($C$9=\"Contactor 100HD\",'100HD-Imperial'!I155,IF($C$9=\"Recharger 150XLHD\",'150XLHD-Imperial'!I155,IF($C$9=\"Recharger 280HD\",'280HD-Imperial'!I155,IF($C$9=\"Recharger 300HD\",'300HD-Imperial'!L155,IF($C$9=\"Recharger 360HD\",'360HD-Imperial'!L155,IF($C$9=\"Recharger 902HD\",'902HD-Imperial'!L155,IF($C$9=\"Contactor Field Drain C-4HD\",'C-4HD-Imperial'!G155,IF($C$9=\"Recharger 180HD\",'180HD-Imperial'!I155,0))))))))","v":0}]
[null,{"$f":"IF($C$9=\"Contactor 100HD\",'100HD-Imperial'!D156,IF($C$9=\"Recharger 150XLHD\",'150XLHD-Imperial'!D156,IF($C$9=\"Recharger 280HD\",'280HD-Imperial'!D156,IF($C$9=\"Recharger 300HD\",'300HD-Imperial'!G156,IF($C$9=\"Recharger 360HD\",'360HD-Imperial'!G156,IF($C$9=\"Recharger 902HD\",'902HD-Imperial'!G156,IF($C$9=\"Contactor Field Drain C-4HD\",'C-4HD-Imperial'!C156,IF($C$9=\"Recharger 180HD\",'180HD-Imperial'!D156,0))))))))","v":0},{"$f":"IF($C$9=\"Contactor 100HD\",'100HD-Imperial'!F156,IF($C$9=\"Recharger 150XLHD\",'150XLHD-Imperial'!F156,IF($C$9=\"Recharger 280HD\",'280HD-Imperial'!F156,IF($C$9=\"Recharger 300HD\",'300HD-Imperial'!I156,IF($C$9=\"Recharger 360HD\",'360HD-Imperial'!I156,IF($C$9=\"Recharger 902HD\",'902HD-Imperial'!I156,IF($C$9=\"Contactor Field Drain C-4HD\",'C-4HD-Imperial'!D156,IF($C$9=\"Recharger 180HD\",'180HD-Imperial'!F156,0))))))))","v":0},{"$f":"IF($C$9=\"Contactor 100HD\",'100HD-Imperial'!G156,IF($C$9=\"Recharger 150XLHD\",'150XLHD-Imperial'!G156,IF($C$9=\"Recharger 280HD\",'280HD-Imperial'!G156,IF($C$9=\"Recharger 300HD\",'300HD-Imperial'!J156,IF($C$9=\"Recharger 360HD\",'360HD-Imperial'!J156,IF($C$9=\"Recharger 902HD\",'902HD-Imperial'!J156,IF($C$9=\"Contactor Field Drain C-4HD\",'C-4HD-Imperial'!E156,IF($C$9=\"Recharger 180HD\",'180HD-Imperial'!G156,0))))))))","v":0},{"$f":"IF($C$9=\"Contactor 100HD\",'100HD-Imperial'!H156,IF($C$9=\"Recharger 150XLHD\",'150XLHD-Imperial'!H156,IF($C$9=\"Recharger 280HD\",'280HD-Imperial'!H156,IF($C$9=\"Recharger 300HD\",'300HD-Imperial'!K156,IF($C$9=\"Recharger 360HD\",'360HD-Imperial'!K156,IF($C$9=\"Recharger 902HD\",'902HD-Imperial'!K156,IF($C$9=\"Contactor Field Drain C-4HD\",'C-4HD-Imperial'!F156,IF($C$9=\"Recharger 180HD\",'180HD-Imperial'!H156,0))))))))","v":0},{"$f":"IF($C$9=\"Contactor 100HD\",'100HD-Imperial'!I156,IF($C$9=\"Recharger 150XLHD\",'150XLHD-Imperial'!I156,IF($C$9=\"Recharger 280HD\",'280HD-Imperial'!I156,IF($C$9=\"Recharger 300HD\",'300HD-Imperial'!L156,IF($C$9=\"Recharger 360HD\",'360HD-Imperial'!L156,IF($C$9=\"Recharger 902HD\",'902HD-Imperial'!L156,IF($C$9=\"Contactor Field Drain C-4HD\",'C-4HD-Imperial'!G156,IF($C$9=\"Recharger 180HD\",'180HD-Imperial'!I156,0))))))))","v":0}]

{"sheet":"Cumulative Volume- Metric","index":2,"n_rows":233,"n_cols":15,"rows_kept":233,"cut":false,"hidden":false,"merged":[[10,11,10,12],[8,0,8,1],[9,0,9,1],[10,0,10,1],[11,0,11,1],[0,0,0,5],[15,4,16,5],[18,0,18,5],[19,0,19,5],[3,1,3,5],[4,1,4,5],[5,1,5,5],[6,1,6,5],[13,0,13,1],[14,0,14,1],[15,0,15,1],[12,0,12,1]]}
[{"$error":"#VALUE!"}]
["Date:","2023-01-01",null,null,null,"Click for Imperial"]
["PROJECT INFORMATION"]
["Project Name: ","ABC Test Project"]
["City:","Anytown"]
["State / Province: ","CT"]
["Country: ","USA"]
[]
["Chamber Model:",null,"Recharger 902HD"]
["Number of Rows:",null,2,"units"]
["Total Number of Chambers :",null,46,"units",null,null,null,null,null,null,null,{"$f":"IF(C9=\"Contactor 100HD\",\"HVLV SFCx2 Feed Connectors:\",IF(C9=\"Recharger 902HD\",\"HVLV FC:48 Feed Connectors:\",IF(C9=\"Contactor Field Drain C:4HD\",\"\",\"HVLV FC:24 Feed Connectors:\")))","v":"HVLV FC:48 Feed Connectors:"},null,0,{"$f":"IF(C9=\"Contactor Field Drain C-4HD\",\"\",\"units\")","v":"units"}]
["Stone Void :",null,40,"%"]
["Stone Base :",null,229,"mm",{"$f":"IF(AND(C9=\"R-902HD\",C13<229),\"Min. of 229mm Required\",IF(C13<152,\"Min. of 152mm Required\",\"\"))","v":""}]
["Stone Above Units :",null,305,"mm",{"$f":"IF(AND(C9=\"R-902HD\",C14<305),\"Min. of 305mm Required\",IF(C14<152,\"Min. of 152mm Required\",\"\"))","v":""}]
["Area :",null,127.79,"m2",{"$f":"(ROUNDDOWN(IF(C9=\"Contactor 100HD\",'100HD-Metric'!M22,IF(C9=\"Recharger 150XLHD\",'150XLHD-Metric'!M22,IF(C9=\"Recharger 280HD\",'280HD-Metric'!M22,IF(C9=\"Recharger 330XLHD\",'330XLHD-Metric'!M22,IF($C$9=\"Recharger 360HD\",'360HD-Metric'!R22,IF(C9=\"Recharger 902HD\",'902HD-Metric'!R22,IF(C9=\"Contactor Field Drain C-4HD\",'C-4HD-Metric'!K21,IF('Cumulative Volume- Metric'!C9=\"Recharger 180HD\",'180HD-Metric'!M22,0)))))))),2))","v":127.79},"Min. Area Required "]
["Base of Stone Elevation: ",null,0,"m","Note: Min. Area required is based on 305 mm around the system and typ. spacing"]
[]
[]
[{"$f":"B4","v":"ABC Test Project"}]
[{"$f":"C9 & \" Incremental Storage Volumes\"","v":"Recharger 902HD Incremental Storage Volumes"}]
["Height of System",{"$f":"IF(C9=\"R-902HD\",\"Chamber & End Cap Volume\", IF(C9=\"R-360HD\", Chamber & End Cap Volume,\"Chamber Volume\"))","v":"Chamber Volume"},"Stone Volume","Cumulative Storage Volume","Total Cumulative Storage Volume","Elevation",null,null,null,null,null,{"$f":"IF(C9=\"Contactor FD C-4HD\",\"\",\"HVLV Feed Connector Volume\")","v":"HVLV Feed Connector Volume"}]
["mm","m3","m3","m3","m3","m",null,null,null,null,null,{"$f":"IF(C9=\"Contactor FD C-4HD\",\"\",\"ft3\")","v":"ft3"}]
[{"$f":"IF($C$9=\"Contactor 100HD\",'100HD-Metric'!B29,IF($C$9=\"Recharger 150XLHD\",'150XLHD-Metric'!B29,IF($C$9=\"Recharger 280HD\",'280HD-Metric'!B29,IF($C$9=\"Recharger 330XLHD\",'330XLHD-Metric'!B29,IF($C$9=\"Recharger 360HD\",'360HD-Metric'!B29,IF($C$9=\"Recharger 902HD\",'902HD-Metric'!B29,IF($C$9=\"Contactor Field Drain C-4HD\",'C-4HD-Metric'!B29,IF($C$9=\"Recharger 180HD\",'180HD-Metric'!B29,0))))))))","v":1752.6},{"$f":"IF($C$9=\"Contactor 100HD\",'100HD-Metric'!G29,IF($C$9=\"Recharger 150XLHD\",'150XLHD-Metric'!G29,IF($C$9=\"Recharger 280HD\",'280HD-Metric'!G29,IF($C$9=\"Recharger 330XLHD\",'330XLHD-Metric'!G29,IF($C$9=\"Recharger 360HD\",'360HD-Metric'!K29,IF($C$9=\"Recharger 902HD\",'902HD-Metric'!K29,IF($C$9=\"Contactor Field Drain C-4HD\",'C-4HD-Metric'!E29,IF($C$9=\"Recharger 180HD\",'180HD-Metric'!G29,0))))))))","v":0},{"$f":"IF($C$9=\"Contactor 100HD\",'100HD-Metric'!K29,IF($C$9=\"Recharger 150XLHD\",'150XLHD-Metric'!K29,IF($C$9=\"Recharger 280HD\",'280HD-Metric'!K29,IF($C$9=\"Recharger 330XLHD\",'330XLHD-Metric'!K29,IF($C$9=\"Recharger 360HD\",'360HD-Metric'!P29,IF($C$9=\"Recharger 902HD\",'902HD-Metric'!P29,IF($C$9=\"Contactor Field Drain C-4HD\",'C-4HD-Metric'!G29,IF($C$9=\"Recharger 180HD\",'180HD-Metric'!K29,0))))))))","v":1.2983430072606934},{"$f":"IF($C$9=\"Contactor 100HD\",'100HD-Metric'!M29,IF($C$9=\"Recharger 150XLHD\",'150XLHD-Metric'!M29,IF($C$9=\"Recharger 280HD\",'280HD-Metric'!M29,IF($C$9=\"Recharger 330XLHD\",'330XLHD-Metric'!M29,IF($C$9=\"Recharger 360HD\",'360HD-Metric'!R29,IF($C$9=\"Recharger 902HD\",'902HD-Metric'!R29,IF($C$9=\"Contactor Field Drain C-4HD\",'C-4HD-Metric'!I29,IF($C$9=\"Recharger 180HD\",'180HD-Metric'!M29,0))))))))","v":1.2983430072606934},{"$f":"IF($C$9=\"Contactor 100HD\",'100HD-Metric'!O29,IF($C$9=\"Recharger 150XLHD\",'150XLHD-Metric'!O29,IF($C$9=\"Recharger 280HD\",'280HD-Metric'!O29,IF($C$9=\"Recharger 330XLHD\",'330XLHD-Metric'!O29,IF($C$9=\"Recharger 360HD\",'360HD-Metric'!T29,IF($C$9=\"Recharger 902HD\",'902HD-Metric'!T29,IF($C$9=\"Contactor Field Drain C-4HD\",'C-4HD-Metric'!K29,IF($C$9=\"Recharger 180HD\",'180HD-Metric'!O29,0))))))))","v":139.37201046455917},{"$f":"IF(A23<0,\"\",C$16+A23/1000)","v":1.7525999999999999},null,null,null,null,null,{"$f":"IF($C$9=\"Contactor 100HD\",'100HD-Metric'!I29,IF($C$9=\"Recharger 150XLHD\",'150XLHD-Metric'!I29,IF($C$9=\"Recharger 280HD\",'280HD-Metric'!I29,IF($C$9=\"Recharger 330XLHD\",'330XLHD-Metric'!I29,IF($C$9=\"Recharger 360HD\",'360HD-Metric'!N29,IF($C$9=\"Recharger 902HD\",'902HD-Metric'!N29,IF($C$9=\"Recharger 180HD\",'180HD-Metric'!I29,\"\")))))))","v":0}]
[{"$f":"IF($C$9=\"Contactor 100HD\",'100HD-Metric'!B30,IF($C$9=\"Recharger 150XLHD\",'150XLHD-Metric'!B30,IF($C$9=\"Recharger 280HD\",'280HD-Metric'!B30,IF($C$9=\"Recharger 330XLHD\",'330XLHD-Metric'!B30,IF($C$9=\"Recharger 360HD\",'360HD-Metric'!B30,IF($C$9=\"Recharger 902HD\",'902HD-Metric'!B30,IF($C$9=\"Contactor Field Drain C-4HD\",'C-4HD-Metric'!B30,IF($C$9=\"Recharger 180HD\",'180HD-Metric'!B30,0))))))))","v":1727.1999999999998},{"$f":"IF($C$9=\"Contactor 100HD\",'100HD-Metric'!G30,IF($C$9=\"Recharger 150XLHD\",'150XLHD-Metric'!G30,IF($C$9=\"Recharger 280HD\",'280HD-Metric'!G30,IF($C$9=\"Recharger 330XLHD\",'330XLHD-Metric'!G30,IF($C$9=\"Recharger 360HD\",'360HD-Metric'!K30,IF($C$9=\"Recharger 902HD\",'902HD-Metric'!K30,IF($C$9=\"Contactor Field Drain C-4HD\",'C-4HD-Metric'!E30,IF($C$9=\"Recharger 180HD\",'180HD-Metric'!G30,0))))))))","v":0},{"$f":"IF($C$9=\"Contactor 100HD\",'100HD-Metric'!K30,IF($C$9=\"Recharger 150XLHD\",'150XLHD-Metric'!K30,IF($C$9=\"Recharger 280HD\",'280HD-Metric'!K30,IF($C$9=\"Recharger 330XLHD\",'330XLHD-Metric'!K30,IF($C$9=\"Recharger 360HD\",'360HD-Metric'!P30,IF($C$9=\"Recharger 902HD\",'902HD-Metric'!P30,IF($C$9=\"Contactor Field Drain C-4HD\",'C-4HD-Metric'!G30,IF($C$9=\"Recharger 180HD\",'180HD-Metric'!K30,0))))))))","v":1.2983430072606934},{"$f":"IF($C$9=\"Contactor 100HD\",'100HD-Metric'!M30,IF($C$9=\"Recharger 150XLHD\",'150XLHD-Metric'!M30,IF($C$9=\"Recharger 280HD\",'280HD-Metric'!M30,IF($C$9=\"Recharger 330XLHD\",'330XLHD-Metric'!M30,IF($C$9=\"Recharger 360HD\",'360HD-Metric'!R30,IF($C$9=\"Recharger 902HD\",'902HD-Metric'!R30,IF($C$9=\"Contactor Field Drain C-4HD\",'C-4HD-Metric'!I30,IF($C$9=\"Recharger 180HD\",'180HD-Metric'!M30,0))))))))","v":1.2983430072606934},{"$f":"IF($C$9=\"Contactor 100HD\",'100HD-Metric'!O30,IF($C$9=\"Recharger 150XLHD\",'150XLHD-Metric'!O30,IF($C$9=\"Recharger 280HD\",'280HD-Metric'!O30,IF($C$9=\"Recharger 330XLHD\",'330XLHD-Metric'!O30,IF($C$9=\"Recharger 360HD\",'360HD-Metric'!T30,IF($C$9=\"Recharger 902HD\",'902HD-Metric'!T30,IF($C$9=\"Contactor Field Drain C-4HD\",'C-4HD-Metric'!K30,IF($C$9=\"Recharger 180HD\",'180HD-Metric'!O30,0))))))))","v":138.07366745729848},1.7271999999999998,null,null,null,null,null,{"$f":"IF($C$9=\"Contactor 100HD\",'100HD-Metric'!I30,IF($C$9=\"Recharger 150XLHD\",'150XLHD-Metric'!I30,IF($C$9=\"Recharger 280HD\",'280HD-Metric'!I30,IF($C$9=\"Recharger 330XLHD\",'330XLHD-Metric'!I30,IF($C$9=\"Recharger 360HD\",'360HD-Metric'!N30,IF($C$9=\"Recharger 902HD\",'902HD-Metric'!N30,IF($C$9=\"Recharger 180HD\",'180HD-Metric'!I30,\"\")))))))","v":0}]
[{"$f":"IF($C$9=\"Contactor 100HD\",'100HD-Metric'!B31,IF($C$9=\"Recharger 150XLHD\",'150XLHD-Metric'!B31,IF($C$9=\"Recharger 280HD\",'280HD-Metric'!B31,IF($C$9=\"Recharger 330XLHD\",'330XLHD-Metric'!B31,IF($C$9=\"Recharger 360HD\",'360HD-Metric'!B31,IF($C$9=\"Recharger 902HD\",'902HD-Metric'!B31,IF($C$9=\"Contactor Field Drain C-4HD\",'C-4HD-Metric'!B31,IF($C$9=\"Recharger 180HD\",'180HD-Metric'!B31,0))))))))","v":1701.8},{"$f":"IF($C$9=\"Contactor 100HD\",'100HD-Metric'!G31,IF($C$9=\"Recharger 150XLHD\",'150XLHD-Metric'!G31,IF($C$9=\"Recharger 280HD\",'280HD-Metric'!G31,IF($C$9=\"Recharger 330XLHD\",'330XLHD-Metric'!G31,IF($C$9=\"Recharger 360HD\",'360HD-Metric'!K31,IF($C$9=\"Recharger 902HD\",'902HD-Metric'!K31,IF($C$9=\"Contactor Field Drain C-4HD\",'C-4HD-Metric'!E31,IF($C$9=\"Recharger 180HD\",'180HD-Metric'!G31,0))))))))","v":0},{"$f":"IF($C$9=\"Contactor 100HD\",'100HD-Metric'!K31,IF($C$9=\"Recharger 150XLHD\",'150XLHD-Metric'!K31,IF($C$9=\"Recharger 280HD\",'280HD-Metric'!K31,IF($C$9=\"Recharger 330XLHD\",'330XLHD-Metric'!K31,IF($C$9=\"Recharger 360HD\",'360HD-Metric'!P31,IF($C$9=\"Recharger 902HD\",'902HD-Metric'!P31,IF($C$9=\"Contactor Field Drain C-4HD\",'C-4HD-Metric'!G31,IF($C$9=\"Recharger 180HD\",'180HD-Metric'!K31,0))))))))","v":1.2983430072606934},{"$f":"IF($C$9=\"Contactor 100HD\",'100HD-Metric'!M31,IF($C$9=\"Recharger 150XLHD\",'150XLHD-Metric'!M31,IF($C$9=\"Recharger 280HD\",'280HD-Metric'!M31,IF($C$9=\"Recharger 330XLHD\",'330XLHD-Metric'!M31,IF($C$9=\"Recharger 360HD\",'360HD-Metric'!R31,IF($C$9=\"Recharger 902HD\",'902HD-Metric'!R31,IF($C$9=\"Contactor Field Drain C-4HD\",'C-4HD-Metric'!I31,IF($C$9=\"Recharger 180HD\",'180HD-Metric'!M31,0))))))))","v":1.2983430072606934},{"$f":"IF($C$9=\"Contactor 100HD\",'100HD-Metric'!O31,IF($C$9=\"Recharger 150XLHD\",'150XLHD-Metric'!O31,IF($C$9=\"Recharger 280HD\",'280HD-Metric'!O31,IF($C$9=\"Recharger 330XLHD\",'330XLHD-Metric'!O31,IF($C$9=\"Recharger 360HD\",'360HD-Metric'!T31,IF($C$9=\"Recharger 902HD\",'902HD-Metric'!T31,IF($C$9=\"Contactor Field Drain C-4HD\",'C-4HD-Metric'!K31,IF($C$9=\"Recharger 180HD\",'180HD-Metric'!O31,0))))))))","v":136.77532445003777},1.7018,null,null,null,null,null,{"$f":"IF($C$9=\"Contactor 100HD\",'100HD-Metric'!I31,IF($C$9=\"Recharger 150XLHD\",'150XLHD-Metric'!I31,IF($C$9=\"Recharger 280HD\",'280HD-Metric'!I31,IF($C$9=\"Recharger 330XLHD\",'330XLHD-Metric'!I31,IF($C$9=\"Recharger 360HD\",'360HD-Metric'!N31,IF($C$9=\"Recharger 902HD\",'902HD-Metric'!N31,IF($C$9=\"Recharger 180HD\",'180HD-Metric'!I31,\"\")))))))","v":0}]
[{"$f":"IF($C$9=\"Contactor 100HD\",'100HD-Metric'!B32,IF($C$9=\"Recharger 150XLHD\",'150XLHD-Metric'!B32,IF($C$9=\"Recharger 280HD\",'280HD-Metric'!B32,IF($C$9=\"Recharger 330XLHD\",'330XLHD-Metric'!B32,IF($C$9=\"Recharger 360HD\",'360HD-Metric'!B32,IF($C$9=\"Recharger 902HD\",'902HD-Metric'!B32,IF($C$9=\"Contactor Field Drain C-4HD\",'C-4HD-Metric'!B32,IF($C$9=\"Recharger 180HD\",'180HD-Metric'!B32,0))))))))","v":1676.3999999999999},{"$f":"IF($C$9=\"Contactor 100HD\",'100HD-Metric'!G32,IF($C$9=\"Recharger 150XLHD\",'150XLHD-Metric'!G32,IF($C$9=\"Recharger 280HD\",'280HD-Metric'!G32,IF($C$9=\"Recharger 330XLHD\",'330XLHD-Metric'!G32,IF($C$9=\"Recharger 360HD\",'360HD-Metric'!K32,IF($C$9=\"Recharger 902HD\",'902HD-Metric'!K32,IF($C$9=\"Contactor Field Drain C-4HD\",'C-4HD-Metric'!E32,IF($C$9=\"Recharger 180HD\",'180HD-Metric'!G32,0))))))))","v":0},{"$f":"IF($C$9=\"Contactor 100HD\",'100HD-Metric'!K32,IF($C$9=\"Recharger 150XLHD\",'150XLHD-Metric'!K32,IF($C$9=\"Recharger 280HD\",'280HD-Metric'!K32,IF($C$9=\"Recharger 330XLHD\",'330XLHD-Metric'!K32,IF($C$9=\"Recharger 360HD\",'360HD-Metric'!P32,IF($C$9=\"Recharger 902HD\",'902HD-Metric'!P32,IF($C$9=\"Contactor Field Drain C-4HD\",'C-4HD-Metric'!G32,IF($C$9=\"Recharger 180HD\",'180HD-Metric'!K32,0))))))))","v":1.2983430072606934},{"$f":"IF($C$9=\"Contactor 100HD\",'100HD-Metric'!M32,IF($C$9=\"Recharger 150XLHD\",'150XLHD-Metric'!M32,IF($C$9=\"Recharger 280HD\",'280HD-Metric'!M32,IF($C$9=\"Recharger 330XLHD\",'330XLHD-Metric'!M32,IF($C$9=\"Recharger 360HD\",'360HD-Metric'!R32,IF($C$9=\"Recharger 902HD\",'902HD-Metric'!R32,IF($C$9=\"Contactor Field Drain C-4HD\",'C-4HD-Metric'!I32,IF($C$9=\"Recharger 180HD\",'180HD-Metric'!M32,0))))))))","v":1.2983430072606934},{"$f":"IF($C$9=\"Contactor 100HD\",'100HD-Metric'!O32,IF($C$9=\"Recharger 150XLHD\",'150XLHD-Metric'!O32,IF($C$9=\"Recharger 280HD\",'280HD-Metric'!O32,IF($C$9=\"Recharger 330XLHD\",'330XLHD-Metric'!O32,IF($C$9=\"Recharger 360HD\",'360HD-Metric'!T32,IF($C$9=\"Recharger 902HD\",'902HD-Metric'!T32,IF($C$9=\"Contactor Field Drain C-4HD\",'C-4HD-Metric'!K32,IF($C$9=\"Recharger 180HD\",'180HD-Metric'!O32,0))))))))","v":135.47698144277709},1.6763999999999999,null,null,null,null,null,{"$f":"IF($C$9=\"Contactor 100HD\",'100HD-Metric'!I32,IF($C$9=\"Recharger 150XLHD\",'150XLHD-Metric'!I32,IF($C$9=\"Recharger 280HD\",'280HD-Metric'!I32,IF($C$9=\"Recharger 330XLHD\",'330XLHD-Metric'!I32,IF($C$9=\"Recharger 360HD\",'360HD-Metric'!N32,IF($C$9=\"Recharger 902HD\",'902HD-Metric'!N32,IF($C$9=\"Recharger 180HD\",'180HD-Metric'!I32,\"\")))))))","v":0}]
[{"$f":"IF($C$9=\"Contactor 100HD\",'100HD-Metric'!B33,IF($C$9=\"Recharger 150XLHD\",'150XLHD-Metric'!B33,IF($C$9=\"Recharger 280HD\",'280HD-Metric'!B33,IF($C$9=\"Recharger 330XLHD\",'330XLHD-Metric'!B33,IF($C$9=\"Recharger 360HD\",'360HD-Metric'!B33,IF($C$9=\"Recharger 902HD\",'902HD-Metric'!B33,IF($C$9=\"Contactor Field Drain C-4HD\",'C-4HD-Metric'!B33,IF($C$9=\"Recharger 180HD\",'180HD-Metric'!B33,0))))))))","v":1651},{"$f":"IF($C$9=\"Contactor 100HD\",'100HD-Metric'!G33,IF($C$9=\"Recharger 150XLHD\",'150XLHD-Metric'!G33,IF($C$9=\"Recharger 280HD\",'280HD-Metric'!G33,IF($C$9=\"Recharger 330XLHD\",'330XLHD-Metric'!G33,IF($C$9=\"Recharger 360HD\",'360HD-Metric'!K33,IF($C$9=\"Recharger 902HD\",'902HD-Metric'!K33,IF($C$9=\"Contactor Field Drain C-4HD\",'C-4HD-Metric'!E33,IF($C$9=\"Recharger 180HD\",'180HD-Metric'!G33,0))))))))","v":0},{"$f":"IF($C$9=\"Contactor 100HD\",'100HD-Metric'!K33,IF($C$9=\"Recharger 150XLHD\",'150XLHD-Metric'!K33,IF($C$9=\"Recharger 280HD\",'280HD-Metric'!K33,IF($C$9=\"Recharger 330XLHD\",'330XLHD-Metric'!K33,IF($C$9=\"Recharger 360HD\",'360HD-Metric'!P33,IF($C$9=\"Recharger 902HD\",'902HD-Metric'!P33,IF($C$9=\"Contactor Field Drain C-4HD\",'C-4HD-Metric'!G33,IF($C$9=\"Recharger 180HD\",'180HD-Metric'!K33,0))))))))","v":1.2983430072606934},{"$f":"IF($C$9=\"Contactor 100HD\",'100HD-Metric'!M33,IF($C$9=\"Recharger 150XLHD\",'150XLHD-Metric'!M33,IF($C$9=\"Recharger 280HD\",'280HD-Metric'!M33,IF($C$9=\"Recharger 330XLHD\",'330XLHD-Metric'!M33,IF($C$9=\"Recharger 360HD\",'360HD-Metric'!R33,IF($C$9=\"Recharger 902HD\",'902HD-Metric'!R33,IF($C$9=\"Contactor Field Drain C-4HD\",'C-4HD-Metric'!I33,IF($C$9=\"Recharger 180HD\",'180HD-Metric'!M33,0))))))))","v":1.2983430072606934},{"$f":"IF($C$9=\"Contactor 100HD\",'100HD-Metric'!O33,IF($C$9=\"Recharger 150XLHD\",'150XLHD-Metric'!O33,IF($C$9=\"Recharger 280HD\",'280HD-Metric'!O33,IF($C$9=\"Recharger 330XLHD\",'330XLHD-Metric'!O33,IF($C$9=\"Recharger 360HD\",'360HD-Metric'!T33,IF($C$9=\"Recharger 902HD\",'902HD-Metric'!T33,IF($C$9=\"Contactor Field Drain C-4HD\",'C-4HD-Metric'!K33,IF($C$9=\"Recharger 180HD\",'180HD-Metric'!O33,0))))))))","v":134.1786384355164},1.651,null,null,null,null,null,{"$f":"IF($C$9=\"Contactor 100HD\",'100HD-Metric'!I33,IF($C$9=\"Recharger 150XLHD\",'150XLHD-Metric'!I33,IF($C$9=\"Recharger 280HD\",'280HD-Metric'!I33,IF($C$9=\"Recharger 330XLHD\",'330XLHD-Metric'!I33,IF($C$9=\"Recharger 360HD\",'360HD-Metric'!N33,IF($C$9=\"Recharger 902HD\",'902HD-Metric'!N33,IF($C$9=\"Recharger 180HD\",'180HD-Metric'!I33,\"\")))))))","v":0}]
[{"$f":"IF($C$9=\"Contactor 100HD\",'100HD-Metric'!B34,IF($C$9=\"Recharger 150XLHD\",'150XLHD-Metric'!B34,IF($C$9=\"Recharger 280HD\",'280HD-Metric'!B34,IF($C$9=\"Recharger 330XLHD\",'330XLHD-Metric'!B34,IF($C$9=\"Recharger 360HD\",'360HD-Metric'!B34,IF($C$9=\"Recharger 902HD\",'902HD-Metric'!B34,IF($C$9=\"Contactor Field Drain C-4HD\",'C-4HD-Metric'!B34,IF($C$9=\"Recharger 180HD\",'180HD-Metric'!B34,0))))))))","v":1625.6},{"$f":"IF($C$9=\"Contactor 100HD\",'100HD-Metric'!G34,IF($C$9=\"Recharger 150XLHD\",'150XLHD-Metric'!G34,IF($C$9=\"Recharger 280HD\",'280HD-Metric'!G34,IF($C$9=\"Recharger 330XLHD\",'330XLHD-Metric'!G34,IF($C$9=\"Recharger 360HD\",'360HD-Metric'!K34,IF($C$9=\"Recharger 902HD\",'902HD-Metric'!K34,IF($C$9=\"Contactor Field Drain C-4HD\",'C-4HD-Metric'!E34,IF($C$9=\"Recharger 180HD\",'180HD-Metric'!G34,0))))))))","v":0},{"$f":"IF($C$9=\"Contactor 100HD\",'100HD-Metric'!K34,IF($C$9=\"Recharger 150XLHD\",'150XLHD-Metric'!K34,IF($C$9=\"Recharger 280HD\",'280HD-Metric'!K34,IF($C$9=\"Recharger 330XLHD\",'330XLHD-Metric'!K34,IF($C$9=\"Recharger 360HD\",'360HD-Metric'!P34,IF($C$9=\"Recharger 902HD\",'902HD-Metric'!P34,IF($C$9=\"Contactor Field Drain C-4HD\",'C-4HD-Metric'!G34,IF($C$9=\"Recharger 180HD\",'180HD-Metric'!K34,0))))))))","v":1.2983430072606934},{"$f":"IF($C$9=\"Contactor 100HD\",'100HD-Metric'!M34,IF($C$9=\"Recharger 150XLHD\",'150XLHD-Metric'!M34,IF($C$9=\"Recharger 280HD\",'280HD-Metric'!M34,IF($C$9=\"Recharger 330XLHD\",'330XLHD-Metric'!M34,IF($C$9=\"Recharger 360HD\",'360HD-Metric'!R34,IF($C$9=\"Recharger 902HD\",'902HD-Metric'!R34,IF($C$9=\"Contactor Field Drain C-4HD\",'C-4HD-Metric'!I34,IF($C$9=\"Recharger 180HD\",'180HD-Metric'!M34,0))))))))","v":1.2983430072606934},{"$f":"IF($C$9=\"Contactor 100HD\",'100HD-Metric'!O34,IF($C$9=\"Recharger 150XLHD\",'150XLHD-Metric'!O34,IF($C$9=\"Recharger 280HD\",'280HD-Metric'!O34,IF($C$9=\"Recharger 330XLHD\",'330XLHD-Metric'!O34,IF($C$9=\"Recharger 360HD\",'360HD-Metric'!T34,IF($C$9=\"Recharger 902HD\",'902HD-Metric'!T34,IF($C$9=\"Contactor Field Drain C-4HD\",'C-4HD-Metric'!K34,IF($C$9=\"Recharger 180HD\",'180HD-Metric'!O34,0))))))))","v":132.88029542825569},1.6255999999999999,null,null,null,null,null,{"$f":"IF($C$9=\"Contactor 100HD\",'100HD-Metric'!I34,IF($C$9=\"Recharger 150XLHD\",'150XLHD-Metric'!I34,IF($C$9=\"Recharger 280HD\",'280HD-Metric'!I34,IF($C$9=\"Recharger 330XLHD\",'330XLHD-Metric'!I34,IF($C$9=\"Recharger 360HD\",'360HD-Metric'!N34,IF($C$9=\"Recharger 902HD\",'902HD-Metric'!N34,IF($C$9=\"Recharger 180HD\",'180HD-Metric'!I34,\"\")))))))","v":0}]
[{"$f":"IF($C$9=\"Contactor 100HD\",'100HD-Metric'!B35,IF($C$9=\"Recharger 150XLHD\",'150XLHD-Metric'!B35,IF($C$9=\"Recharger 280HD\",'280HD-Metric'!B35,IF($C$9=\"Recharger 330XLHD\",'330XLHD-Metric'!B35,IF($C$9=\"Recharger 360HD\",'360HD-Metric'!B35,IF($C$9=\"Recharger 902HD\",'902HD-Metric'!B35,IF($C$9=\"Contactor Field Drain C-4HD\",'C-4HD-Metric'!B35,IF($C$9=\"Recharger 180HD\",'180HD-Metric'!B35,0))))))))","v":1600.1999999999998},{"$f":"IF($C$9=\"Contactor 100HD\",'100HD-Metric'!G35,IF($C$9=\"Recharger 150XLHD\",'150XLHD-Metric'!G35,IF($C$9=\"Recharger 280HD\",'280HD-Metric'!G35,IF($C$9=\"Recharger 330XLHD\",'330XLHD-Metric'!G35,IF($C$9=\"Recharger 360HD\",'360HD-Metric'!K35,IF($C$9=\"Recharger 902HD\",'902HD-Metric'!K35,IF($C$9=\"Contactor Field Drain C-4HD\",'C-4HD-Metric'!E35,IF($C$9=\"Recharger 180HD\",'180HD-Metric'!G35,0))))))))","v":0},{"$f":"IF($C$9=\"Contactor 100HD\",'100HD-Metric'!K35,IF($C$9=\"Recharger 150XLHD\",'150XLHD-Metric'!K35,IF($C$9=\"Recharger 280HD\",'280HD-Metric'!K35,IF($C$9=\"Recharger 330XLHD\",'330XLHD-Metric'!K35,IF($C$9=\"Recharger 360HD\",'360HD-Metric'!P35,IF($C$9=\"Recharger 902HD\",'902HD-Metric'!P35,IF($C$9=\"Contactor Field Drain C-4HD\",'C-4HD-Metric'!G35,IF($C$9=\"Recharger 180HD\",'180HD-Metric'!K35,0))))))))","v":1.2983430072606934},{"$f":"IF($C$9=\"Contactor 100HD\",'100HD-Metric'!M35,IF($C$9=\"Recharger 150XLHD\",'150XLHD-Metric'!M35,IF($C$9=\"Recharger 280HD\",'280HD-Metric'!M35,IF($C$9=\"Recharger 330XLHD\",'330XLHD-Metric'!M35,IF($C$9=\"Recharger 360HD\",'360HD-Metric'!R35,IF($C$9=\"Recharger 902HD\",'902HD-Metric'!R35,IF($C$9=\"Contactor Field Drain C-4HD\",'C-4HD-Metric'!I35,IF($C$9=\"Recharger 180HD\",'180HD-Metric'!M35,0))))))))","v":1.2983430072606934},{"$f":"IF($C$9=\"Contactor 100HD\",'100HD-Metric'!O35,IF($C$9=\"Recharger 150XLHD\",'150XLHD-Metric'!O35,IF($C$9=\"Recharger 280HD\",'280HD-Metric'!O35,IF($C$9=\"Recharger 330XLHD\",'330XLHD-Metric'!O35,IF($C$9=\"Recharger 360HD\",'360HD-Metric'!T35,IF($C$9=\"Recharger 902HD\",'902HD-Metric'!T35,IF($C$9=\"Contactor Field Drain C-4HD\",'C-4HD-Metric'!K35,IF($C$9=\"Recharger 180HD\",'180HD-Metric'!O35,0))))))))","v":131.58195242099501},1.6001999999999998,null,null,null,null,null,{"$f":"IF($C$9=\"Contactor 100HD\",'100HD-Metric'!I35,IF($C$9=\"Recharger 150XLHD\",'150XLHD-Metric'!I35,IF($C$9=\"Recharger 280HD\",'280HD-Metric'!I35,IF($C$9=\"Recharger 330XLHD\",'330XLHD-Metric'!I35,IF($C$9=\"Recharger 360HD\",'360HD-Metric'!N35,IF($C$9=\"Recharger 902HD\",'902HD-Metric'!N35,IF($C$9=\"Recharger 180HD\",'180HD-Metric'!I35,\"\")))))))","v":0}]
[{"$f":"IF($C$9=\"Contactor 100HD\",'100HD-Metric'!B36,IF($C$9=\"Recharger 150XLHD\",'150XLHD-Metric'!B36,IF($C$9=\"Recharger 280HD\",'280HD-Metric'!B36,IF($C$9=\"Recharger 330XLHD\",'330XLHD-Metric'!B36,IF($C$9=\"Recharger 360HD\",'360HD-Metric'!B36,IF($C$9=\"Recharger 902HD\",'902HD-Metric'!B36,IF($C$9=\"Contactor Field Drain C-4HD\",'C-4HD-Metric'!B36,IF($C$9=\"Recharger 180HD\",'180HD-Metric'!B36,0))))))))","v":1574.8},{"$f":"IF($C$9=\"Contactor 100HD\",'100HD-Metric'!G36,IF($C$9=\"Recharger 150XLHD\",'150XLHD-Metric'!G36,IF($C$9=\"Recharger 280HD\",'280HD-Metric'!G36,IF($C$9=\"Recharger 330XLHD\",'330XLHD-Metric'!G36,IF($C$9=\"Recharger 360HD\",'360HD-Metric'!K36,IF($C$9=\"Recharger 902HD\",'902HD-Metric'!K36,IF($C$9=\"Contactor Field Drain C-4HD\",'C-4HD-Metric'!E36,IF($C$9=\"Recharger 180HD\",'180HD-Metric'!G36,0))))))))","v":0},{"$f":"IF($C$9=\"Contactor 100HD\",'100HD-Metric'!K36,IF($C$9=\"Recharger 150XLHD\",'150XLHD-Metric'!K36,IF($C$9=\"Recharger 280HD\",'280HD-Metric'!K36,IF($C$9=\"Recharger 330XLHD\",'330XLHD-Metric'!K36,IF($C$9=\"Recharger 360HD\",'360HD-Metric'!P36,IF($C$9=\"Recharger 902HD\",'902HD-Metric'!P36,IF($C$9=\"Contactor Field Drain C-4HD\",'C-4HD-Metric'!G36,IF($C$9=\"Recharger 180HD\",'180HD-Metric'!K36,0))))))))","v":1.2983430072606934},{"$f":"IF($C$9=\"Contactor 100HD\",'100HD-Metric'!M36,IF($C$9=\"Recharger 150XLHD\",'150XLHD-Metric'!M36,IF($C$9=\"Recharger 280HD\",'280HD-Metric'!M36,IF($C$9=\"Recharger 330XLHD\",'330XLHD-Metric'!M36,IF($C$9=\"Recharger 360HD\",'360HD-Metric'!R36,IF($C$9=\"Recharger 902HD\",'902HD-Metric'!R36,IF($C$9=\"Contactor Field Drain C-4HD\",'C-4HD-Metric'!I36,IF($C$9=\"Recharger 180HD\",'180HD-Metric'!M36,0))))))))","v":1.2983430072606934},{"$f":"IF($C$9=\"Contactor 100HD\",'100HD-Metric'!O36,IF($C$9=\"Recharger 150XLHD\",'150XLHD-Metric'!O36,IF($C$9=\"Recharger 280HD\",'280HD-Metric'!O36,IF($C$9=\"Recharger 330XLHD\",'330XLHD-Metric'!O36,IF($C$9=\"Recharger 360HD\",'360HD-Metric'!T36,IF($C$9=\"Recharger 902HD\",'902HD-Metric'!T36,IF($C$9=\"Contactor Field Drain C-4HD\",'C-4HD-Metric'!K36,IF($C$9=\"Recharger 180HD\",'180HD-Metric'!O36,0))))))))","v":130.28360941373433},1.5748,null,null,null,null,null,{"$f":"IF($C$9=\"Contactor 100HD\",'100HD-Metric'!I36,IF($C$9=\"Recharger 150XLHD\",'150XLHD-Metric'!I36,IF($C$9=\"Recharger 280HD\",'280HD-Metric'!I36,IF($C$9=\"Recharger 330XLHD\",'330XLHD-Metric'!I36,IF($C$9=\"Recharger 360HD\",'360HD-Metric'!N36,IF($C$9=\"Recharger 902HD\",'902HD-Metric'!N36,IF($C$9=\"Recharger 180HD\",'180HD-Metric'!I36,\"\")))))))","v":0}]
[{"$f":"IF($C$9=\"Contactor 100HD\",'100HD-Metric'!B37,IF($C$9=\"Recharger 150XLHD\",'150XLHD-Metric'!B37,IF($C$9=\"Recharger 280HD\",'280HD-Metric'!B37,IF($C$9=\"Recharger 330XLHD\",'330XLHD-Metric'!B37,IF($C$9=\"Recharger 360HD\",'360HD-Metric'!B37,IF($C$9=\"Recharger 902HD\",'902HD-Metric'!B37,IF($C$9=\"Contactor Field Drain C-4HD\",'C-4HD-Metric'!B37,IF($C$9=\"Recharger 180HD\",'180HD-Metric'!B37,0))))))))","v":1549.3999999999999},{"$f":"IF($C$9=\"Contactor 100HD\",'100HD-Metric'!G37,IF($C$9=\"Recharger 150XLHD\",'150XLHD-Metric'!G37,IF($C$9=\"Recharger 280HD\",'280HD-Metric'!G37,IF($C$9=\"Recharger 330XLHD\",'330XLHD-Metric'!G37,IF($C$9=\"Recharger 360HD\",'360HD-Metric'!K37,IF($C$9=\"Recharger 902HD\",'902HD-Metric'!K37,IF($C$9=\"Contactor Field Drain C-4HD\",'C-4HD-Metric'!E37,IF($C$9=\"Recharger 180HD\",'180HD-Metric'!G37,0))))))))","v":0},{"$f":"IF($C$9=\"Contactor 100HD\",'100HD-Metric'!K37,IF($C$9=\"Recharger 150XLHD\",'150XLHD-Metric'!K37,IF($C$9=\"Recharger 280HD\",'280HD-Metric'!K37,IF($C$9=\"Recharger 330XLHD\",'330XLHD-Metric'!K37,IF($C$9=\"Recharger 360HD\",'360HD-Metric'!P37,IF($C$9=\"Recharger 902HD\",'902HD-Metric'!P37,IF($C$9=\"Contactor Field Drain C-4HD\",'C-4HD-Metric'!G37,IF($C$9=\"Recharger 180HD\",'180HD-Metric'!K37,0))))))))","v":1.2983430072606934},{"$f":"IF($C$9=\"Contactor 100HD\",'100HD-Metric'!M37,IF($C$9=\"Recharger 150XLHD\",'150XLHD-Metric'!M37,IF($C$9=\"Recharger 280HD\",'280HD-Metric'!M37,IF($C$9=\"Recharger 330XLHD\",'330XLHD-Metric'!M37,IF($C$9=\"Recharger 360HD\",'360HD-Metric'!R37,IF($C$9=\"Recharger 902HD\",'902HD-Metric'!R37,IF($C$9=\"Contactor Field Drain C-4HD\",'C-4HD-Metric'!I37,IF($C$9=\"Recharger 180HD\",'180HD-Metric'!M37,0))))))))","v":1.2983430072606934},{"$f":"IF($C$9=\"Contactor 100HD\",'100HD-Metric'!O37,IF($C$9=\"Recharger 150XLHD\",'150XLHD-Metric'!O37,IF($C$9=\"Recharger 280HD\",'280HD-Metric'!O37,IF($C$9=\"Recharger 330XLHD\",'330XLHD-Metric'!O37,IF($C$9=\"Recharger 360HD\",'360HD-Metric'!T37,IF($C$9=\"Recharger 902HD\",'902HD-Metric'!T37,IF($C$9=\"Contactor Field Drain C-4HD\",'C-4HD-Metric'!K37,IF($C$9=\"Recharger 180HD\",'180HD-Metric'!O37,0))))))))","v":128.98526640647361},1.5493999999999999,null,null,null,null,null,{"$f":"IF($C$9=\"Contactor 100HD\",'100HD-Metric'!I37,IF($C$9=\"Recharger 150XLHD\",'150XLHD-Metric'!I37,IF($C$9=\"Recharger 280HD\",'280HD-Metric'!I37,IF($C$9=\"Recharger 330XLHD\",'330XLHD-Metric'!I37,IF($C$9=\"Recharger 360HD\",'360HD-Metric'!N37,IF($C$9=\"Recharger 902HD\",'902HD-Metric'!N37,IF($C$9=\"Recharger 180HD\",'180HD-Metric'!I37,\"\")))))))","v":0}]
[{"$f":"IF($C$9=\"Contactor 100HD\",'100HD-Metric'!B38,IF($C$9=\"Recharger 150XLHD\",'150XLHD-Metric'!B38,IF($C$9=\"Recharger 280HD\",'280HD-Metric'!B38,IF($C$9=\"Recharger 330XLHD\",'330XLHD-Metric'!B38,IF($C$9=\"Recharger 360HD\",'360HD-Metric'!B38,IF($C$9=\"Recharger 902HD\",'902HD-Metric'!B38,IF($C$9=\"Contactor Field Drain C-4HD\",'C-4HD-Metric'!B38,IF($C$9=\"Recharger 180HD\",'180HD-Metric'!B38,0))))))))","v":1524},{"$f":"IF($C$9=\"Contactor 100HD\",'100HD-Metric'!G38,IF($C$9=\"Recharger 150XLHD\",'150XLHD-Metric'!G38,IF($C$9=\"Recharger 280HD\",'280HD-Metric'!G38,IF($C$9=\"Recharger 330XLHD\",'330XLHD-Metric'!G38,IF($C$9=\"Recharger 360HD\",'360HD-Metric'!K38,IF($C$9=\"Recharger 902HD\",'902HD-Metric'!K38,IF($C$9=\"Contactor Field Drain C-4HD\",'C-4HD-Metric'!E38,IF($C$9=\"Recharger 180HD\",'180HD-Metric'!G38,0))))))))","v":0},{"$f":"IF($C$9=\"Contactor 100HD\",'100HD-Metric'!K38,IF($C$9=\"Recharger 150XLHD\",'150XLHD-Metric'!K38,IF($C$9=\"Recharger 280HD\",'280HD-Metric'!K38,IF($C$9=\"Recharger 330XLHD\",'330XLHD-Metric'!K38,IF($C$9=\"Recharger 360HD\",'360HD-Metric'!P38,IF($C$9=\"Recharger 902HD\",'902HD-Metric'!P38,IF($C$9=\"Contactor Field Drain C-4HD\",'C-4HD-Metric'!G38,IF($C$9=\"Recharger 180HD\",'180HD-Metric'!K38,0))))))))","v":1.2983430072606934},{"$f":"IF($C$9=\"Contactor 100HD\",'100HD-Metric'!M38,IF($C$9=\"Recharger 150XLHD\",'150XLHD-Metric'!M38,IF($C$9=\"Recharger 280HD\",'280HD-Metric'!M38,IF($C$9=\"Recharger 330XLHD\",'330XLHD-Metric'!M38,IF($C$9=\"Recharger 360HD\",'360HD-Metric'!R38,IF($C$9=\"Recharger 902HD\",'902HD-Metric'!R38,IF($C$9=\"Contactor Field Drain C-4HD\",'C-4HD-Metric'!I38,IF($C$9=\"Recharger 180HD\",'180HD-Metric'!M38,0))))))))","v":1.2983430072606934},{"$f":"IF($C$9=\"Contactor 100HD\",'100HD-Metric'!O38,IF($C$9=\"Recharger 150XLHD\",'150XLHD-Metric'!O38,IF($C$9=\"Recharger 280HD\",'280HD-Metric'!O38,IF($C$9=\"Recharger 330XLHD\",'330XLHD-Metric'!O38,IF($C$9=\"Recharger 360HD\",'360HD-Metric'!T38,IF($C$9=\"Recharger 902HD\",'902HD-Metric'!T38,IF($C$9=\"Contactor Field Drain C-4HD\",'C-4HD-Metric'!K38,IF($C$9=\"Recharger 180HD\",'180HD-Metric'!O38,0))))))))","v":127.68692339921293},1.524,null,null,null,null,null,{"$f":"IF($C$9=\"Contactor 100HD\",'100HD-Metric'!I38,IF($C$9=\"Recharger 150XLHD\",'150XLHD-Metric'!I38,IF($C$9=\"Recharger 280HD\",'280HD-Metric'!I38,IF($C$9=\"Recharger 330XLHD\",'330XLHD-Metric'!I38,IF($C$9=\"Recharger 360HD\",'360HD-Metric'!N38,IF($C$9=\"Recharger 902HD\",'902HD-Metric'!N38,IF($C$9=\"Recharger 180HD\",'180HD-Metric'!I38,\"\")))))))","v":0}]
[{"$f":"IF($C$9=\"Contactor 100HD\",'100HD-Metric'!B39,IF($C$9=\"Recharger 150XLHD\",'150XLHD-Metric'!B39,IF($C$9=\"Recharger 280HD\",'280HD-Metric'!B39,IF($C$9=\"Recharger 330XLHD\",'330XLHD-Metric'!B39,IF($C$9=\"Recharger 360HD\",'360HD-Metric'!B39,IF($C$9=\"Recharger 902HD\",'902HD-Metric'!B39,IF($C$9=\"Contactor Field Drain C-4HD\",'C-4HD-Metric'!B39,IF($C$9=\"Recharger 180HD\",'180HD-Metric'!B39,0))))))))","v":1498.6},{"$f":"IF($C$9=\"Contactor 100HD\",'100HD-Metric'!G39,IF($C$9=\"Recharger 150XLHD\",'150XLHD-Metric'!G39,IF($C$9=\"Recharger 280HD\",'280HD-Metric'!G39,IF($C$9=\"Recharger 330XLHD\",'330XLHD-Metric'!G39,IF($C$9=\"Recharger 360HD\",'360HD-Metric'!K39,IF($C$9=\"Recharger 902HD\",'902HD-Metric'!K39,IF($C$9=\"Contactor Field Drain C-4HD\",'C-4HD-Metric'!E39,IF($C$9=\"Recharger 180HD\",'180HD-Metric'!G39,0))))))))","v":0},{"$f":"IF($C$9=\"Contactor 100HD\",'100HD-Metric'!K39,IF($C$9=\"Recharger 150XLHD\",'150XLHD-Metric'!K39,IF($C$9=\"Recharger 280HD\",'280HD-Metric'!K39,IF($C$9=\"Recharger 330XLHD\",'330XLHD-Metric'!K39,IF($C$9=\"Recharger 360HD\",'360HD-Metric'!P39,IF($C$9=\"Recharger 902HD\",'902HD-Metric'!P39,IF($C$9=\"Contactor Field Drain C-4HD\",'C-4HD-Metric'!G39,IF($C$9=\"Recharger 180HD\",'180HD-Metric'!K39,0))))))))","v":1.2983430072606934},{"$f":"IF($C$9=\"Contactor 100HD\",'100HD-Metric'!M39,IF($C$9=\"Recharger 150XLHD\",'150XLHD-Metric'!M39,IF($C$9=\"Recharger 280HD\",'280HD-Metric'!M39,IF($C$9=\"Recharger 330XLHD\",'330XLHD-Metric'!M39,IF($C$9=\"Recharger 360HD\",'360HD-Metric'!R39,IF($C$9=\"Recharger 902HD\",'902HD-Metric'!R39,IF($C$9=\"Contactor Field Drain C-4HD\",'C-4HD-Metric'!I39,IF($C$9=\"Recharger 180HD\",'180HD-Metric'!M39,0))))))))","v":1.2983430072606934},{"$f":"IF($C$9=\"Contactor 100HD\",'100HD-Metric'!O39,IF($C$9=\"Recharger 150XLHD\",'150XLHD-Metric'!O39,IF($C$9=\"Recharger 280HD\",'280HD-Metric'!O39,IF($C$9=\"Recharger 330XLHD\",'330XLHD-Metric'!O39,IF($C$9=\"Recharger 360HD\",'360HD-Metric'!T39,IF($C$9=\"Recharger 902HD\",'902HD-Metric'!T39,IF($C$9=\"Contactor Field Drain C-4HD\",'C-4HD-Metric'!K39,IF($C$9=\"Recharger 180HD\",'180HD-Metric'!O39,0))))))))","v":126.38858039195223},1.4985999999999999,null,null,null,null,null,{"$f":"IF($C$9=\"Contactor 100HD\",'100HD-Metric'!I39,IF($C$9=\"Recharger 150XLHD\",'150XLHD-Metric'!I39,IF($C$9=\"Recharger 280HD\",'280HD-Metric'!I39,IF($C$9=\"Recharger 330XLHD\",'330XLHD-Metric'!I39,IF($C$9=\"Recharger 360HD\",'360HD-Metric'!N39,IF($C$9=\"Recharger 902HD\",'902HD-Metric'!N39,IF($C$9=\"Recharger 180HD\",'180HD-Metric'!I39,\"\")))))))","v":0}]
[{"$f":"IF($C$9=\"Contactor 100HD\",'100HD-Metric'!B40,IF($C$9=\"Recharger 150XLHD\",'150XLHD-Metric'!B40,IF($C$9=\"Recharger 280HD\",'280HD-Metric'!B40,IF($C$9=\"Recharger 330XLHD\",'330XLHD-Metric'!B40,IF($C$9=\"Recharger 360HD\",'360HD-Metric'!B40,IF($C$9=\"Recharger 902HD\",'902HD-Metric'!B40,IF($C$9=\"Contactor Field Drain C-4HD\",'C-4HD-Metric'!B40,IF($C$9=\"Recharger 180HD\",'180HD-Metric'!B40,0))))))))","v":1473.1999999999998},{"$f":"IF($C$9=\"Contactor 100HD\",'100HD-Metric'!G40,IF($C$9=\"Recharger 150XLHD\",'150XLHD-Metric'!G40,IF($C$9=\"Recharger 280HD\",'280HD-Metric'!G40,IF($C$9=\"Recharger 330XLHD\",'330XLHD-Metric'!G40,IF($C$9=\"Recharger 360HD\",'360HD-Metric'!K40,IF($C$9=\"Recharger 902HD\",'902HD-Metric'!K40,IF($C$9=\"Contactor Field Drain C-4HD\",'C-4HD-Metric'!E40,IF($C$9=\"Recharger 180HD\",'180HD-Metric'!G40,0))))))))","v":0},{"$f":"IF($C$9=\"Contactor 100HD\",'100HD-Metric'!K40,IF($C$9=\"Recharger 150XLHD\",'150XLHD-Metric'!K40,IF($C$9=\"Recharger 280HD\",'280HD-Metric'!K40,IF($C$9=\"Recharger 330XLHD\",'330XLHD-Metric'!K40,IF($C$9=\"Recharger 360HD\",'360HD-Metric'!P40,IF($C$9=\"Recharger 902HD\",'902HD-Metric'!P40,IF($C$9=\"Contactor Field Drain C-4HD\",'C-4HD-Metric'!G40,IF($C$9=\"Recharger 180HD\",'180HD-Metric'!K40,0))))))))","v":1.2983430072606934},{"$f":"IF($C$9=\"Contactor 100HD\",'100HD-Metric'!M40,IF($C$9=\"Recharger 150XLHD\",'150XLHD-Metric'!M40,IF($C$9=\"Recharger 280HD\",'280HD-Metric'!M40,IF($C$9=\"Recharger 330XLHD\",'330XLHD-Metric'!M40,IF($C$9=\"Recharger 360HD\",'360HD-Metric'!R40,IF($C$9=\"Recharger 902HD\",'902HD-Metric'!R40,IF($C$9=\"Contactor Field Drain C-4HD\",'C-4HD-Metric'!I40,IF($C$9=\"Recharger 180HD\",'180HD-Metric'!M40,0))))))))","v":1.2983430072606934},{"$f":"IF($C$9=\"Contactor 100HD\",'100HD-Metric'!O40,IF($C$9=\"Recharger 150XLHD\",'150XLHD-Metric'!O40,IF($C$9=\"Recharger 280HD\",'280HD-Metric'!O40,IF($C$9=\"Recharger 330XLHD\",'330XLHD-Metric'!O40,IF($C$9=\"Recharger 360HD\",'360HD-Metric'!T40,IF($C$9=\"Recharger 902HD\",'902HD-Metric'!T40,IF($C$9=\"Contactor Field Drain C-4HD\",'C-4HD-Metric'!K40,IF($C$9=\"Recharger 180HD\",'180HD-Metric'!O40,0))))))))","v":125.09023738469153},1.4731999999999998,null,null,null,null,null,{"$f":"IF($C$9=\"Contactor 100HD\",'100HD-Metric'!I40,IF($C$9=\"Recharger 150XLHD\",'150XLHD-Metric'!I40,IF($C$9=\"Recharger 280HD\",'280HD-Metric'!I40,IF($C$9=\"Recharger 330XLHD\",'330XLHD-Metric'!I40,IF($C$9=\"Recharger 360HD\",'360HD-Metric'!N40,IF($C$9=\"Recharger 902HD\",'902HD-Metric'!N40,IF($C$9=\"Recharger 180HD\",'180HD-Metric'!I40,\"\")))))))","v":0}]
[{"$f":"IF($C$9=\"Contactor 100HD\",'100HD-Metric'!B41,IF($C$9=\"Recharger 150XLHD\",'150XLHD-Metric'!B41,IF($C$9=\"Recharger 280HD\",'280HD-Metric'!B41,IF($C$9=\"Recharger 330XLHD\",'330XLHD-Metric'!B41,IF($C$9=\"Recharger 360HD\",'360HD-Metric'!B41,IF($C$9=\"Recharger 902HD\",'902HD-Metric'!B41,IF($C$9=\"Contactor Field Drain C-4HD\",'C-4HD-Metric'!B41,IF($C$9=\"Recharger 180HD\",'180HD-Metric'!B41,0))))))))","v":1447.8},{"$f":"IF($C$9=\"Contactor 100HD\",'100HD-Metric'!G41,IF($C$9=\"Recharger 150XLHD\",'150XLHD-Metric'!G41,IF($C$9=\"Recharger 280HD\",'280HD-Metric'!G41,IF($C$9=\"Recharger 330XLHD\",'330XLHD-Metric'!G41,IF($C$9=\"Recharger 360HD\",'360HD-Metric'!K41,IF($C$9=\"Recharger 902HD\",'902HD-Metric'!K41,IF($C$9=\"Contactor Field Drain C-4HD\",'C-4HD-Metric'!E41,IF($C$9=\"Recharger 180HD\",'180HD-Metric'!G41,0))))))))","v":9.7717241975499664E-2},{"$f":"IF($C$9=\"Contactor 100HD\",'100HD-Metric'!K41,IF($C$9=\"Recharger 150XLHD\",'150XLHD-Metric'!K41,IF($C$9=\"Recharger 280HD\",'280HD-Metric'!K41,IF($C$9=\"Recharger 330XLHD\",'330XLHD-Metric'!K41,IF($C$9=\"Recharger 360HD\",'360HD-Metric'!P41,IF($C$9=\"Recharger 902HD\",'902HD-Metric'!P41,IF($C$9=\"Contactor Field Drain C-4HD\",'C-4HD-Metric'!G41,IF($C$9=\"Recharger 180HD\",'180HD-Metric'!K41,0))))))))","v":1.2592561104704936},{"$f":"IF($C$9=\"Contactor 100HD\",'100HD-Metric'!M41,IF($C$9=\"Recharger 150XLHD\",'150XLHD-Metric'!M41,IF($C$9=\"Recharger 280HD\",'280HD-Metric'!M41,IF($C$9=\"Recharger 330XLHD\",'330XLHD-Metric'!M41,IF($C$9=\"Recharger 360HD\",'360HD-Metric'!R41,IF($C$9=\"Recharger 902HD\",'902HD-Metric'!R41,IF($C$9=\"Contactor Field Drain C-4HD\",'C-4HD-Metric'!I41,IF($C$9=\"Recharger 180HD\",'180HD-Metric'!M41,0))))))))","v":1.3569733524459933},{"$f":"IF($C$9=\"Contactor 100HD\",'100HD-Metric'!O41,IF($C$9=\"Recharger 150XLHD\",'150XLHD-Metric'!O41,IF($C$9=\"Recharger 280HD\",'280HD-Metric'!O41,IF($C$9=\"Recharger 330XLHD\",'330XLHD-Metric'!O41,IF($C$9=\"Recharger 360HD\",'360HD-Metric'!T41,IF($C$9=\"Recharger 902HD\",'902HD-Metric'!T41,IF($C$9=\"Contactor Field Drain C-4HD\",'C-4HD-Metric'!K41,IF($C$9=\"Recharger 180HD\",'180HD-Metric'!O41,0))))))))","v":123.79189437743085},1.4478,null,null,null,null,null,{"$f":"IF($C$9=\"Contactor 100HD\",'100HD-Metric'!I41,IF($C$9=\"Recharger 150XLHD\",'150XLHD-Metric'!I41,IF($C$9=\"Recharger 280HD\",'280HD-Metric'!I41,IF($C$9=\"Recharger 330XLHD\",'330XLHD-Metric'!I41,IF($C$9=\"Recharger 360HD\",'360HD-Metric'!N41,IF($C$9=\"Recharger 902HD\",'902HD-Metric'!N41,IF($C$9=\"Recharger 180HD\",'180HD-Metric'!I41,\"\")))))))","v":0}]
[{"$f":"IF($C$9=\"Contactor 100HD\",'100HD-Metric'!B42,IF($C$9=\"Recharger 150XLHD\",'150XLHD-Metric'!B42,IF($C$9=\"Recharger 280HD\",'280HD-Metric'!B42,IF($C$9=\"Recharger 330XLHD\",'330XLHD-Metric'!B42,IF($C$9=\"Recharger 360HD\",'360HD-Metric'!B42,IF($C$9=\"Recharger 902HD\",'902HD-Metric'!B42,IF($C$9=\"Contactor Field Drain C-4HD\",'C-4HD-Metric'!B42,IF($C$9=\"Recharger 180HD\",'180HD-Metric'!B42,0))))))))","v":1422.3999999999999},{"$f":"IF($C$9=\"Contactor 100HD\",'100HD-Metric'!G42,IF($C$9=\"Recharger 150XLHD\",'150XLHD-Metric'!G42,IF($C$9=\"Recharger 280HD\",'280HD-Metric'!G42,IF($C$9=\"Recharger 330XLHD\",'330XLHD-Metric'!G42,IF($C$9=\"Recharger 360HD\",'360HD-Metric'!K42,IF($C$9=\"Recharger 902HD\",'902HD-Metric'!K42,IF($C$9=\"Contactor Field Drain C-4HD\",'C-4HD-Metric'!E42,IF($C$9=\"Recharger 180HD\",'180HD-Metric'!G42,0))))))))","v":0.24209786829658286},{"$f":"IF($C$9=\"Contactor 100HD\",'100HD-Metric'!K42,IF($C$9=\"Recharger 150XLHD\",'150XLHD-Metric'!K42,IF($C$9=\"Recharger 280HD\",'280HD-Metric'!K42,IF($C$9=\"Recharger 330XLHD\",'330XLHD-Metric'!K42,IF($C$9=\"Recharger 360HD\",'360HD-Metric'!P42,IF($C$9=\"Recharger 902HD\",'902HD-Metric'!P42,IF($C$9=\"Contactor Field Drain C-4HD\",'C-4HD-Metric'!G42,IF($C$9=\"Recharger 180HD\",'180HD-Metric'!K42,0))))))))","v":1.2015038599420602},{"$f":"IF($C$9=\"Contactor 100HD\",'100HD-Metric'!M42,IF($C$9=\"Recharger 150XLHD\",'150XLHD-Metric'!M42,IF($C$9=\"Recharger 280HD\",'280HD-Metric'!M42,IF($C$9=\"Recharger 330XLHD\",'330XLHD-Metric'!M42,IF($C$9=\"Recharger 360HD\",'360HD-Metric'!R42,IF($C$9=\"Recharger 902HD\",'902HD-Metric'!R42,IF($C$9=\"Contactor Field Drain C-4HD\",'C-4HD-Metric'!I42,IF($C$9=\"Recharger 180HD\",'180HD-Metric'!M42,0))))))))","v":1.4436017282386429},{"$f":"IF($C$9=\"Contactor 100HD\",'100HD-Metric'!O42,IF($C$9=\"Recharger 150XLHD\",'150XLHD-Metric'!O42,IF($C$9=\"Recharger 280HD\",'280HD-Metric'!O42,IF($C$9=\"Recharger 330XLHD\",'330XLHD-Metric'!O42,IF($C$9=\"Recharger 360HD\",'360HD-Metric'!T42,IF($C$9=\"Recharger 902HD\",'902HD-Metric'!T42,IF($C$9=\"Contactor Field Drain C-4HD\",'C-4HD-Metric'!K42,IF($C$9=\"Recharger 180HD\",'180HD-Metric'!O42,0))))))))","v":122.43492102498486},1.4223999999999999,null,null,null,null,null,{"$f":"IF($C$9=\"Contactor 100HD\",'100HD-Metric'!I42,IF($C$9=\"Recharger 150XLHD\",'150XLHD-Metric'!I42,IF($C$9=\"Recharger 280HD\",'280HD-Metric'!I42,IF($C$9=\"Recharger 330XLHD\",'330XLHD-Metric'!I42,IF($C$9=\"Recharger 360HD\",'360HD-Metric'!N42,IF($C$9=\"Recharger 902HD\",'902HD-Metric'!N42,IF($C$9=\"Recharger 180HD\",'180HD-Metric'!I42,\"\")))))))","v":0}]
[{"$f":"IF($C$9=\"Contactor 100HD\",'100HD-Metric'!B43,IF($C$9=\"Recharger 150XLHD\",'150XLHD-Metric'!B43,IF($C$9=\"Recharger 280HD\",'280HD-Metric'!B43,IF($C$9=\"Recharger 330XLHD\",'330XLHD-Metric'!B43,IF($C$9=\"Recharger 360HD\",'360HD-Metric'!B43,IF($C$9=\"Recharger 902HD\",'902HD-Metric'!B43,IF($C$9=\"Contactor Field Drain C-4HD\",'C-4HD-Metric'!B43,IF($C$9=\"Recharger 180HD\",'180HD-Metric'!B43,0))))))))","v":1397},{"$f":"IF($C$9=\"Contactor 100HD\",'100HD-Metric'!G43,IF($C$9=\"Recharger 150XLHD\",'150XLHD-Metric'!G43,IF($C$9=\"Recharger 280HD\",'280HD-Metric'!G43,IF($C$9=\"Recharger 330XLHD\",'330XLHD-Metric'!G43,IF($C$9=\"Recharger 360HD\",'360HD-Metric'!K43,IF($C$9=\"Recharger 902HD\",'902HD-Metric'!K43,IF($C$9=\"Contactor Field Drain C-4HD\",'C-4HD-Metric'!E43,IF($C$9=\"Recharger 180HD\",'180HD-Metric'!G43,0))))))))","v":0.33761987362991613},{"$f":"IF($C$9=\"Contactor 100HD\",'100HD-Metric'!K43,IF($C$9=\"Recharger 150XLHD\",'150XLHD-Metric'!K43,IF($C$9=\"Recharger 280HD\",'280HD-Metric'!K43,IF($C$9=\"Recharger 330XLHD\",'330XLHD-Metric'!K43,IF($C$9=\"Recharger 360HD\",'360HD-Metric'!P43,IF($C$9=\"Recharger 902HD\",'902HD-Metric'!P43,IF($C$9=\"Contactor Field Drain C-4HD\",'C-4HD-Metric'!G43,IF($C$9=\"Recharger 180HD\",'180HD-Metric'!K43,0))))))))","v":1.1632950578087269},{"$f":"IF($C$9=\"Contactor 100HD\",'100HD-Metric'!M43,IF($C$9=\"Recharger 150XLHD\",'150XLHD-Metric'!M43,IF($C$9=\"Recharger 280HD\",'280HD-Metric'!M43,IF($C$9=\"Recharger 330XLHD\",'330XLHD-Metric'!M43,IF($C$9=\"Recharger 360HD\",'360HD-Metric'!R43,IF($C$9=\"Recharger 902HD\",'902HD-Metric'!R43,IF($C$9=\"Contactor Field Drain C-4HD\",'C-4HD-Metric'!I43,IF($C$9=\"Recharger 180HD\",'180HD-Metric'!M43,0))))))))","v":1.500914931438643},{"$f":"IF($C$9=\"Contactor 100HD\",'100HD-Metric'!O43,IF($C$9=\"Recharger 150XLHD\",'150XLHD-Metric'!O43,IF($C$9=\"Recharger 280HD\",'280HD-Metric'!O43,IF($C$9=\"Recharger 330XLHD\",'330XLHD-Metric'!O43,IF($C$9=\"Recharger 360HD\",'360HD-Metric'!T43,IF($C$9=\"Recharger 902HD\",'902HD-Metric'!T43,IF($C$9=\"Contactor Field Drain C-4HD\",'C-4HD-Metric'!K43,IF($C$9=\"Recharger 180HD\",'180HD-Metric'!O43,0))))))))","v":120.99131929674621},1.397,null,null,null,null,null,{"$f":"IF($C$9=\"Contactor 100HD\",'100HD-Metric'!I43,IF($C$9=\"Recharger 150XLHD\",'150XLHD-Metric'!I43,IF($C$9=\"Recharger 280HD\",'280HD-Metric'!I43,IF($C$9=\"Recharger 330XLHD\",'330XLHD-Metric'!I43,IF($C$9=\"Recharger 360HD\",'360HD-Metric'!N43,IF($C$9=\"Recharger 902HD\",'902HD-Metric'!N43,IF($C$9=\"Recharger 180HD\",'180HD-Metric'!I43,\"\")))))))","v":0}]
[{"$f":"IF($C$9=\"Contactor 100HD\",'100HD-Metric'!B44,IF($C$9=\"Recharger 150XLHD\",'150XLHD-Metric'!B44,IF($C$9=\"Recharger 280HD\",'280HD-Metric'!B44,IF($C$9=\"Recharger 330XLHD\",'330XLHD-Metric'!B44,IF($C$9=\"Recharger 360HD\",'360HD-Metric'!B44,IF($C$9=\"Recharger 902HD\",'902HD-Metric'!B44,IF($C$9=\"Contactor Field Drain C-4HD\",'C-4HD-Metric'!B44,IF($C$9=\"Recharger 180HD\",'180HD-Metric'!B44,0))))))))","v":1371.6},{"$f":"IF($C$9=\"Contactor 100HD\",'100HD-Metric'!G44,IF($C$9=\"Recharger 150XLHD\",'150XLHD-Metric'!G44,IF($C$9=\"Recharger 280HD\",'280HD-Metric'!G44,IF($C$9=\"Recharger 330XLHD\",'330XLHD-Metric'!G44,IF($C$9=\"Recharger 360HD\",'360HD-Metric'!K44,IF($C$9=\"Recharger 902HD\",'902HD-Metric'!K44,IF($C$9=\"Contactor Field Drain C-4HD\",'C-4HD-Metric'!E44,IF($C$9=\"Recharger 180HD\",'180HD-Metric'!G44,0))))))))","v":0.57752250528433269},{"$f":"IF($C$9=\"Contactor 100HD\",'100HD-Metric'!K44,IF($C$9=\"Recharger 150XLHD\",'150XLHD-Metric'!K44,IF($C$9=\"Recharger 280HD\",'280HD-Metric'!K44,IF($C$9=\"Recharger 330XLHD\",'330XLHD-Metric'!K44,IF($C$9=\"Recharger 360HD\",'360HD-Metric'!P44,IF($C$9=\"Recharger 902HD\",'902HD-Metric'!P44,IF($C$9=\"Contactor Field Drain C-4HD\",'C-4HD-Metric'!G44,IF($C$9=\"Recharger 180HD\",'180HD-Metric'!K44,0))))))))","v":1.0673340051469604},{"$f":"IF($C$9=\"Contactor 100HD\",'100HD-Metric'!M44,IF($C$9=\"Recharger 150XLHD\",'150XLHD-Metric'!M44,IF($C$9=\"Recharger 280HD\",'280HD-Metric'!M44,IF($C$9=\"Recharger 330XLHD\",'330XLHD-Metric'!M44,IF($C$9=\"Recharger 360HD\",'360HD-Metric'!R44,IF($C$9=\"Recharger 902HD\",'902HD-Metric'!R44,IF($C$9=\"Contactor Field Drain C-4HD\",'C-4HD-Metric'!I44,IF($C$9=\"Recharger 180HD\",'180HD-Metric'!M44,0))))))))","v":1.6448565104312931},{"$f":"IF($C$9=\"Contactor 100HD\",'100HD-Metric'!O44,IF($C$9=\"Recharger 150XLHD\",'150XLHD-Metric'!O44,IF($C$9=\"Recharger 280HD\",'280HD-Metric'!O44,IF($C$9=\"Recharger 330XLHD\",'330XLHD-Metric'!O44,IF($C$9=\"Recharger 360HD\",'360HD-Metric'!T44,IF($C$9=\"Recharger 902HD\",'902HD-Metric'!T44,IF($C$9=\"Contactor Field Drain C-4HD\",'C-4HD-Metric'!K44,IF($C$9=\"Recharger 180HD\",'180HD-Metric'!O44,0))))))))","v":119.49040436530757},1.3715999999999999,null,null,null,null,null,{"$f":"IF($C$9=\"Contactor 100HD\",'100HD-Metric'!I44,IF($C$9=\"Recharger 150XLHD\",'150XLHD-Metric'!I44,IF($C$9=\"Recharger 280HD\",'280HD-Metric'!I44,IF($C$9=\"Recharger 330XLHD\",'330XLHD-Metric'!I44,IF($C$9=\"Recharger 360HD\",'360HD-Metric'!N44,IF($C$9=\"Recharger 902HD\",'902HD-Metric'!N44,IF($C$9=\"Recharger 180HD\",'180HD-Metric'!I44,\"\")))))))","v":0}]
[{"$f":"IF($C$9=\"Contactor 100HD\",'100HD-Metric'!B45,IF($C$9=\"Recharger 150XLHD\",'150XLHD-Metric'!B45,IF($C$9=\"Recharger 280HD\",'280HD-Metric'!B45,IF($C$9=\"Recharger 330XLHD\",'330XLHD-Metric'!B45,IF($C$9=\"Recharger 360HD\",'360HD-Metric'!B45,IF($C$9=\"Recharger 902HD\",'902HD-Metric'!B45,IF($C$9=\"Contactor Field Drain C-4HD\",'C-4HD-Metric'!B45,IF($C$9=\"Recharger 180HD\",'180HD-Metric'!B45,0))))))))","v":1346.1999999999998},{"$f":"IF($C$9=\"Contactor 100HD\",'100HD-Metric'!G45,IF($C$9=\"Recharger 150XLHD\",'150XLHD-Metric'!G45,IF($C$9=\"Recharger 280HD\",'280HD-Metric'!G45,IF($C$9=\"Recharger 330XLHD\",'330XLHD-Metric'!G45,IF($C$9=\"Recharger 360HD\",'360HD-Metric'!K45,IF($C$9=\"Recharger 902HD\",'902HD-Metric'!K45,IF($C$9=\"Contactor Field Drain C-4HD\",'C-4HD-Metric'!E45,IF($C$9=\"Recharger 180HD\",'180HD-Metric'!G45,0))))))))","v":0.76966413427208247},{"$f":"IF($C$9=\"Contactor 100HD\",'100HD-Metric'!K45,IF($C$9=\"Recharger 150XLHD\",'150XLHD-Metric'!K45,IF($C$9=\"Recharger 280HD\",'280HD-Metric'!K45,IF($C$9=\"Recharger 330XLHD\",'330XLHD-Metric'!K45,IF($C$9=\"Recharger 360HD\",'360HD-Metric'!P45,IF($C$9=\"Recharger 902HD\",'902HD-Metric'!P45,IF($C$9=\"Contactor Field Drain C-4HD\",'C-4HD-Metric'!G45,IF($C$9=\"Recharger 180HD\",'180HD-Metric'!K45,0))))))))","v":0.99047735355186028},{"$f":"IF($C$9=\"Contactor 100HD\",'100HD-Metric'!M45,IF($C$9=\"Recharger 150XLHD\",'150XLHD-Metric'!M45,IF($C$9=\"Recharger 280HD\",'280HD-Metric'!M45,IF($C$9=\"Recharger 330XLHD\",'330XLHD-Metric'!M45,IF($C$9=\"Recharger 360HD\",'360HD-Metric'!R45,IF($C$9=\"Recharger 902HD\",'902HD-Metric'!R45,IF($C$9=\"Contactor Field Drain C-4HD\",'C-4HD-Metric'!I45,IF($C$9=\"Recharger 180HD\",'180HD-Metric'!M45,0))))))))","v":1.7601414878239428},{"$f":"IF($C$9=\"Contactor 100HD\",'100HD-Metric'!O45,IF($C$9=\"Recharger 150XLHD\",'150XLHD-Metric'!O45,IF($C$9=\"Recharger 280HD\",'280HD-Metric'!O45,IF($C$9=\"Recharger 330XLHD\",'330XLHD-Metric'!O45,IF($C$9=\"Recharger 360HD\",'360HD-Metric'!T45,IF($C$9=\"Recharger 902HD\",'902HD-Metric'!T45,IF($C$9=\"Contactor Field Drain C-4HD\",'C-4HD-Metric'!K45,IF($C$9=\"Recharger 180HD\",'180HD-Metric'!O45,0))))))))","v":117.84554785487627},1.3461999999999998,null,null,null,null,null,{"$f":"IF($C$9=\"Contactor 100HD\",'100HD-Metric'!I45,IF($C$9=\"Recharger 150XLHD\",'150XLHD-Metric'!I45,IF($C$9=\"Recharger 280HD\",'280HD-Metric'!I45,IF($C$9=\"Recharger 330XLHD\",'330XLHD-Metric'!I45,IF($C$9=\"Recharger 360HD\",'360HD-Metric'!N45,IF($C$9=\"Recharger 902HD\",'902HD-Metric'!N45,IF($C$9=\"Recharger 180HD\",'180HD-Metric'!I45,\"\")))))))","v":0}]
[{"$f":"IF($C$9=\"Contactor 100HD\",'100HD-Metric'!B46,IF($C$9=\"Recharger 150XLHD\",'150XLHD-Metric'!B46,IF($C$9=\"Recharger 280HD\",'280HD-Metric'!B46,IF($C$9=\"Recharger 330XLHD\",'330XLHD-Metric'!B46,IF($C$9=\"Recharger 360HD\",'360HD-Metric'!B46,IF($C$9=\"Recharger 902HD\",'902HD-Metric'!B46,IF($C$9=\"Contactor Field Drain C-4HD\",'C-4HD-Metric'!B46,IF($C$9=\"Recharger 180HD\",'180HD-Metric'!B46,0))))))))","v":1320.8},{"$f":"IF($C$9=\"Contactor 100HD\",'100HD-Metric'!G46,IF($C$9=\"Recharger 150XLHD\",'150XLHD-Metric'!G46,IF($C$9=\"Recharger 280HD\",'280HD-Metric'!G46,IF($C$9=\"Recharger 330XLHD\",'330XLHD-Metric'!G46,IF($C$9=\"Recharger 360HD\",'360HD-Metric'!K46,IF($C$9=\"Recharger 902HD\",'902HD-Metric'!K46,IF($C$9=\"Contactor Field Drain C-4HD\",'C-4HD-Metric'!E46,IF($C$9=\"Recharger 180HD\",'180HD-Metric'!G46,0))))))))","v":0.9596105266176661},{"$f":"IF($C$9=\"Contactor 100HD\",'100HD-Metric'!K46,IF($C$9=\"Recharger 150XLHD\",'150XLHD-Metric'!K46,IF($C$9=\"Recharger 280HD\",'280HD-Metric'!K46,IF($C$9=\"Recharger 330XLHD\",'330XLHD-Metric'!K46,IF($C$9=\"Recharger 360HD\",'360HD-Metric'!P46,IF($C$9=\"Recharger 902HD\",'902HD-Metric'!P46,IF($C$9=\"Contactor Field Drain C-4HD\",'C-4HD-Metric'!G46,IF($C$9=\"Recharger 180HD\",'180HD-Metric'!K46,0))))))))","v":0.91449879661362699},{"$f":"IF($C$9=\"Contactor 100HD\",'100HD-Metric'!M46,IF($C$9=\"Recharger 150XLHD\",'150XLHD-Metric'!M46,IF($C$9=\"Recharger 280HD\",'280HD-Metric'!M46,IF($C$9=\"Recharger 330XLHD\",'330XLHD-Metric'!M46,IF($C$9=\"Recharger 360HD\",'360HD-Metric'!R46,IF($C$9=\"Recharger 902HD\",'902HD-Metric'!R46,IF($C$9=\"Contactor Field Drain C-4HD\",'C-4HD-Metric'!I46,IF($C$9=\"Recharger 180HD\",'180HD-Metric'!M46,0))))))))","v":1.8741093232312929},{"$f":"IF($C$9=\"Contactor 100HD\",'100HD-Metric'!O46,IF($C$9=\"Recharger 150XLHD\",'150XLHD-Metric'!O46,IF($C$9=\"Recharger 280HD\",'280HD-Metric'!O46,IF($C$9=\"Recharger 330XLHD\",'330XLHD-Metric'!O46,IF($C$9=\"Recharger 360HD\",'360HD-Metric'!T46,IF($C$9=\"Recharger 902HD\",'902HD-Metric'!T46,IF($C$9=\"Contactor Field Drain C-4HD\",'C-4HD-Metric'!K46,IF($C$9=\"Recharger 180HD\",'180HD-Metric'!O46,0))))))))","v":116.08540636705234},1.3208,null,null,null,null,null,{"$f":"IF($C$9=\"Contactor 100HD\",'100HD-Metric'!I46,IF($C$9=\"Recharger 150XLHD\",'150XLHD-Metric'!I46,IF($C$9=\"Recharger 280HD\",'280HD-Metric'!I46,IF($C$9=\"Recharger 330XLHD\",'330XLHD-Metric'!I46,IF($C$9=\"Recharger 360HD\",'360HD-Metric'!N46,IF($C$9=\"Recharger 902HD\",'902HD-Metric'!N46,IF($C$9=\"Recharger 180HD\",'180HD-Metric'!I46,\"\")))))))","v":0}]
[{"$f":"IF($C$9=\"Contactor 100HD\",'100HD-Metric'!B47,IF($C$9=\"Recharger 150XLHD\",'150XLHD-Metric'!B47,IF($C$9=\"Recharger 280HD\",'280HD-Metric'!B47,IF($C$9=\"Recharger 330XLHD\",'330XLHD-Metric'!B47,IF($C$9=\"Recharger 360HD\",'360HD-Metric'!B47,IF($C$9=\"Recharger 902HD\",'902HD-Metric'!B47,IF($C$9=\"Contactor Field Drain C-4HD\",'C-4HD-Metric'!B47,IF($C$9=\"Recharger 180HD\",'180HD-Metric'!B47,0))))))))","v":1295.3999999999999},{"$f":"IF($C$9=\"Contactor 100HD\",'100HD-Metric'!G47,IF($C$9=\"Recharger 150XLHD\",'150XLHD-Metric'!G47,IF($C$9=\"Recharger 280HD\",'280HD-Metric'!G47,IF($C$9=\"Recharger 330XLHD\",'330XLHD-Metric'!G47,IF($C$9=\"Recharger 360HD\",'360HD-Metric'!K47,IF($C$9=\"Recharger 902HD\",'902HD-Metric'!K47,IF($C$9=\"Contactor Field Drain C-4HD\",'C-4HD-Metric'!E47,IF($C$9=\"Recharger 180HD\",'180HD-Metric'!G47,0))))))))","v":1.0562301502720823},{"$f":"IF($C$9=\"Contactor 100HD\",'100HD-Metric'!K47,IF($C$9=\"Recharger 150XLHD\",'150XLHD-Metric'!K47,IF($C$9=\"Recharger 280HD\",'280HD-Metric'!K47,IF($C$9=\"Recharger 330XLHD\",'330XLHD-Metric'!K47,IF($C$9=\"Recharger 360HD\",'360HD-Metric'!P47,IF($C$9=\"Recharger 902HD\",'902HD-Metric'!P47,IF($C$9=\"Contactor Field Drain C-4HD\",'C-4HD-Metric'!G47,IF($C$9=\"Recharger 180HD\",'180HD-Metric'!K47,0))))))))","v":0.87585094715186051},{"$f":"IF($C$9=\"Contactor 100HD\",'100HD-Metric'!M47,IF($C$9=\"Recharger 150XLHD\",'150XLHD-Metric'!M47,IF($C$9=\"Recharger 280HD\",'280HD-Metric'!M47,IF($C$9=\"Recharger 330XLHD\",'330XLHD-Metric'!M47,IF($C$9=\"Recharger 360HD\",'360HD-Metric'!R47,IF($C$9=\"Recharger 902HD\",'902HD-Metric'!R47,IF($C$9=\"Contactor Field Drain C-4HD\",'C-4HD-Metric'!I47,IF($C$9=\"Recharger 180HD\",'180HD-Metric'!M47,0))))))))","v":1.9320810974239429},{"$f":"IF($C$9=\"Contactor 100HD\",'100HD-Metric'!O47,IF($C$9=\"Recharger 150XLHD\",'150XLHD-Metric'!O47,IF($C$9=\"Recharger 280HD\",'280HD-Metric'!O47,IF($C$9=\"Recharger 330XLHD\",'330XLHD-Metric'!O47,IF($C$9=\"Recharger 360HD\",'360HD-Metric'!T47,IF($C$9=\"Recharger 902HD\",'902HD-Metric'!T47,IF($C$9=\"Contactor Field Drain C-4HD\",'C-4HD-Metric'!K47,IF($C$9=\"Recharger 180HD\",'180HD-Metric'!O47,0))))))))","v":114.21129704382103},1.2953999999999999,null,null,null,null,null,{"$f":"IF($C$9=\"Contactor 100HD\",'100HD-Metric'!I47,IF($C$9=\"Recharger 150XLHD\",'150XLHD-Metric'!I47,IF($C$9=\"Recharger 280HD\",'280HD-Metric'!I47,IF($C$9=\"Recharger 330XLHD\",'330XLHD-Metric'!I47,IF($C$9=\"Recharger 360HD\",'360HD-Metric'!N47,IF($C$9=\"Recharger 902HD\",'902HD-Metric'!N47,IF($C$9=\"Recharger 180HD\",'180HD-Metric'!I47,\"\")))))))","v":0}]
[{"$f":"IF($C$9=\"Contactor 100HD\",'100HD-Metric'!B48,IF($C$9=\"Recharger 150XLHD\",'150XLHD-Metric'!B48,IF($C$9=\"Recharger 280HD\",'280HD-Metric'!B48,IF($C$9=\"Recharger 330XLHD\",'330XLHD-Metric'!B48,IF($C$9=\"Recharger 360HD\",'360HD-Metric'!B48,IF($C$9=\"Recharger 902HD\",'902HD-Metric'!B48,IF($C$9=\"Contactor Field Drain C-4HD\",'C-4HD-Metric'!B48,IF($C$9=\"Recharger 180HD\",'180HD-Metric'!B48,0))))))))","v":1270},{"$f":"IF($C$9=\"Contactor 100HD\",'100HD-Metric'!G48,IF($C$9=\"Recharger 150XLHD\",'150XLHD-Metric'!G48,IF($C$9=\"Recharger 280HD\",'280HD-Metric'!G48,IF($C$9=\"Recharger 330XLHD\",'330XLHD-Metric'!G48,IF($C$9=\"Recharger 360HD\",'360HD-Metric'!K48,IF($C$9=\"Recharger 902HD\",'902HD-Metric'!K48,IF($C$9=\"Contactor Field Drain C-4HD\",'C-4HD-Metric'!E48,IF($C$9=\"Recharger 180HD\",'180HD-Metric'!G48,0))))))))","v":1.1517521556054158},{"$f":"IF($C$9=\"Contactor 100HD\",'100HD-Metric'!K48,IF($C$9=\"Recharger 150XLHD\",'150XLHD-Metric'!K48,IF($C$9=\"Recharger 280HD\",'280HD-Metric'!K48,IF($C$9=\"Recharger 330XLHD\",'330XLHD-Metric'!K48,IF($C$9=\"Recharger 360HD\",'360HD-Metric'!P48,IF($C$9=\"Recharger 902HD\",'902HD-Metric'!P48,IF($C$9=\"Contactor Field Drain C-4HD\",'C-4HD-Metric'!G48,IF($C$9=\"Recharger 180HD\",'180HD-Metric'!K48,0))))))))","v":0.83764214501852718},{"$f":"IF($C$9=\"Contactor 100HD\",'100HD-Metric'!M48,IF($C$9=\"Recharger 150XLHD\",'150XLHD-Metric'!M48,IF($C$9=\"Recharger 280HD\",'280HD-Metric'!M48,IF($C$9=\"Recharger 330XLHD\",'330XLHD-Metric'!M48,IF($C$9=\"Recharger 360HD\",'360HD-Metric'!R48,IF($C$9=\"Recharger 902HD\",'902HD-Metric'!R48,IF($C$9=\"Contactor Field Drain C-4HD\",'C-4HD-Metric'!I48,IF($C$9=\"Recharger 180HD\",'180HD-Metric'!M48,0))))))))","v":1.989394300623943},{"$f":"IF($C$9=\"Contactor 100HD\",'100HD-Metric'!O48,IF($C$9=\"Recharger 150XLHD\",'150XLHD-Metric'!O48,IF($C$9=\"Recharger 280HD\",'280HD-Metric'!O48,IF($C$9=\"Recharger 330XLHD\",'330XLHD-Metric'!O48,IF($C$9=\"Recharger 360HD\",'360HD-Metric'!T48,IF($C$9=\"Recharger 902HD\",'902HD-Metric'!T48,IF($C$9=\"Contactor Field Drain C-4HD\",'C-4HD-Metric'!K48,IF($C$9=\"Recharger 180HD\",'180HD-Metric'!O48,0))))))))","v":112.2792159463971},1.27,null,null,null,null,null,{"$f":"IF($C$9=\"Contactor 100HD\",'100HD-Metric'!I48,IF($C$9=\"Recharger 150XLHD\",'150XLHD-Metric'!I48,IF($C$9=\"Recharger 280HD\",'280HD-Metric'!I48,IF($C$9=\"Recharger 330XLHD\",'330XLHD-Metric'!I48,IF($C$9=\"Recharger 360HD\",'360HD-Metric'!N48,IF($C$9=\"Recharger 902HD\",'902HD-Metric'!N48,IF($C$9=\"Recharger 180HD\",'180HD-Metric'!I48,\"\")))))))","v":0}]
[{"$f":"IF($C$9=\"Contactor 100HD\",'100HD-Metric'!B49,IF($C$9=\"Recharger 150XLHD\",'150XLHD-Metric'!B49,IF($C$9=\"Recharger 280HD\",'280HD-Metric'!B49,IF($C$9=\"Recharger 330XLHD\",'330XLHD-Metric'!B49,IF($C$9=\"Recharger 360HD\",'360HD-Metric'!B49,IF($C$9=\"Recharger 902HD\",'902HD-Metric'!B49,IF($C$9=\"Contactor Field Drain C-4HD\",'C-4HD-Metric'!B49,IF($C$9=\"Recharger 180HD\",'180HD-Metric'!B49,0))))))))","v":1244.5999999999999},{"$f":"IF($C$9=\"Contactor 100HD\",'100HD-Metric'!G49,IF($C$9=\"Recharger 150XLHD\",'150XLHD-Metric'!G49,IF($C$9=\"Recharger 280HD\",'280HD-Metric'!G49,IF($C$9=\"Recharger 330XLHD\",'330XLHD-Metric'!G49,IF($C$9=\"Recharger 360HD\",'360HD-Metric'!K49,IF($C$9=\"Recharger 902HD\",'902HD-Metric'!K49,IF($C$9=\"Contactor Field Drain C-4HD\",'C-4HD-Metric'!E49,IF($C$9=\"Recharger 180HD\",'180HD-Metric'!G49,0))))))))","v":1.2950351636054138},{"$f":"IF($C$9=\"Contactor 100HD\",'100HD-Metric'!K49,IF($C$9=\"Recharger 150XLHD\",'150XLHD-Metric'!K49,IF($C$9=\"Recharger 280HD\",'280HD-Metric'!K49,IF($C$9=\"Recharger 330XLHD\",'330XLHD-Metric'!K49,IF($C$9=\"Recharger 360HD\",'360HD-Metric'!P49,IF($C$9=\"Recharger 902HD\",'902HD-Metric'!P49,IF($C$9=\"Contactor Field Drain C-4HD\",'C-4HD-Metric'!G49,IF($C$9=\"Recharger 180HD\",'180HD-Metric'!K49,0))))))))","v":0.78032894181852774},{"$f":"IF($C$9=\"Contactor 100HD\",'100HD-Metric'!M49,IF($C$9=\"Recharger 150XLHD\",'150XLHD-Metric'!M49,IF($C$9=\"Recharger 280HD\",'280HD-Metric'!M49,IF($C$9=\"Recharger 330XLHD\",'330XLHD-Metric'!M49,IF($C$9=\"Recharger 360HD\",'360HD-Metric'!R49,IF($C$9=\"Recharger 902HD\",'902HD-Metric'!R49,IF($C$9=\"Contactor Field Drain C-4HD\",'C-4HD-Metric'!I49,IF($C$9=\"Recharger 180HD\",'180HD-Metric'!M49,0))))))))","v":2.0753641054239416},{"$f":"IF($C$9=\"Contactor 100HD\",'100HD-Metric'!O49,IF($C$9=\"Recharger 150XLHD\",'150XLHD-Metric'!O49,IF($C$9=\"Recharger 280HD\",'280HD-Metric'!O49,IF($C$9=\"Recharger 330XLHD\",'330XLHD-Metric'!O49,IF($C$9=\"Recharger 360HD\",'360HD-Metric'!T49,IF($C$9=\"Recharger 902HD\",'902HD-Metric'!T49,IF($C$9=\"Contactor Field Drain C-4HD\",'C-4HD-Metric'!K49,IF($C$9=\"Recharger 180HD\",'180HD-Metric'!O49,0))))))))","v":110.28982164577316},1.2445999999999999,null,null,null,null,null,{"$f":"IF($C$9=\"Contactor 100HD\",'100HD-Metric'!I49,IF($C$9=\"Recharger 150XLHD\",'150XLHD-Metric'!I49,IF($C$9=\"Recharger 280HD\",'280HD-Metric'!I49,IF($C$9=\"Recharger 330XLHD\",'330XLHD-Metric'!I49,IF($C$9=\"Recharger 360HD\",'360HD-Metric'!N49,IF($C$9=\"Recharger 902HD\",'902HD-Metric'!N49,IF($C$9=\"Recharger 180HD\",'180HD-Metric'!I49,\"\")))))))","v":0}]
[{"$f":"IF($C$9=\"Contactor 100HD\",'100HD-Metric'!B50,IF($C$9=\"Recharger 150XLHD\",'150XLHD-Metric'!B50,IF($C$9=\"Recharger 280HD\",'280HD-Metric'!B50,IF($C$9=\"Recharger 330XLHD\",'330XLHD-Metric'!B50,IF($C$9=\"Recharger 360HD\",'360HD-Metric'!B50,IF($C$9=\"Recharger 902HD\",'902HD-Metric'!B50,IF($C$9=\"Contactor Field Drain C-4HD\",'C-4HD-Metric'!B50,IF($C$9=\"Recharger 180HD\",'180HD-Metric'!B50,0))))))))","v":1219.1999999999998},{"$f":"IF($C$9=\"Contactor 100HD\",'100HD-Metric'!G50,IF($C$9=\"Recharger 150XLHD\",'150XLHD-Metric'!G50,IF($C$9=\"Recharger 280HD\",'280HD-Metric'!G50,IF($C$9=\"Recharger 330XLHD\",'330XLHD-Metric'!G50,IF($C$9=\"Recharger 360HD\",'360HD-Metric'!K50,IF($C$9=\"Recharger 902HD\",'902HD-Metric'!K50,IF($C$9=\"Contactor Field Drain C-4HD\",'C-4HD-Metric'!E50,IF($C$9=\"Recharger 180HD\",'180HD-Metric'!G50,0))))))))","v":1.2950351636054158},{"$f":"IF($C$9=\"Contactor 100HD\",'100HD-Metric'!K50,IF($C$9=\"Recharger 150XLHD\",'150XLHD-Metric'!K50,IF($C$9=\"Recharger 280HD\",'280HD-Metric'!K50,IF($C$9=\"Recharger 330XLHD\",'330XLHD-Metric'!K50,IF($C$9=\"Recharger 360HD\",'360HD-Metric'!P50,IF($C$9=\"Recharger 902HD\",'902HD-Metric'!P50,IF($C$9=\"Contactor Field Drain C-4HD\",'C-4HD-Metric'!G50,IF($C$9=\"Recharger 180HD\",'180HD-Metric'!K50,0))))))))","v":0.78032894181852708},{"$f":"IF($C$9=\"Contactor 100HD\",'100HD-Metric'!M50,IF($C$9=\"Recharger 150XLHD\",'150XLHD-Metric'!M50,IF($C$9=\"Recharger 280HD\",'280HD-Metric'!M50,IF($C$9=\"Recharger 330XLHD\",'330XLHD-Metric'!M50,IF($C$9=\"Recharger 360HD\",'360HD-Metric'!R50,IF($C$9=\"Recharger 902HD\",'902HD-Metric'!R50,IF($C$9=\"Contactor Field Drain C-4HD\",'C-4HD-Metric'!I50,IF($C$9=\"Recharger 180HD\",'180HD-Metric'!M50,0))))))))","v":2.0753641054239429},{"$f":"IF($C$9=\"Contactor 100HD\",'100HD-Metric'!O50,IF($C$9=\"Recharger 150XLHD\",'150XLHD-Metric'!O50,IF($C$9=\"Recharger 280HD\",'280HD-Metric'!O50,IF($C$9=\"Recharger 330XLHD\",'330XLHD-Metric'!O50,IF($C$9=\"Recharger 360HD\",'360HD-Metric'!T50,IF($C$9=\"Recharger 902HD\",'902HD-Metric'!T50,IF($C$9=\"Contactor Field Drain C-4HD\",'C-4HD-Metric'!K50,IF($C$9=\"Recharger 180HD\",'180HD-Metric'!O50,0))))))))","v":108.21445754034922},1.2191999999999998,null,null,null,null,null,{"$f":"IF($C$9=\"Contactor 100HD\",'100HD-Metric'!I50,IF($C$9=\"Recharger 150XLHD\",'150XLHD-Metric'!I50,IF($C$9=\"Recharger 280HD\",'280HD-Metric'!I50,IF($C$9=\"Recharger 330XLHD\",'330XLHD-Metric'!I50,IF($C$9=\"Recharger 360HD\",'360HD-Metric'!N50,IF($C$9=\"Recharger 902HD\",'902HD-Metric'!N50,IF($C$9=\"Recharger 180HD\",'180HD-Metric'!I50,\"\")))))))","v":0}]
[{"$f":"IF($C$9=\"Contactor 100HD\",'100HD-Metric'!B51,IF($C$9=\"Recharger 150XLHD\",'150XLHD-Metric'!B51,IF($C$9=\"Recharger 280HD\",'280HD-Metric'!B51,IF($C$9=\"Recharger 330XLHD\",'330XLHD-Metric'!B51,IF($C$9=\"Recharger 360HD\",'360HD-Metric'!B51,IF($C$9=\"Recharger 902HD\",'902HD-Metric'!B51,IF($C$9=\"Contactor Field Drain C-4HD\",'C-4HD-Metric'!B51,IF($C$9=\"Recharger 180HD\",'180HD-Metric'!B51,0))))))))","v":1193.8},{"$f":"IF($C$9=\"Contactor 100HD\",'100HD-Metric'!G51,IF($C$9=\"Recharger 150XLHD\",'150XLHD-Metric'!G51,IF($C$9=\"Recharger 280HD\",'280HD-Metric'!G51,IF($C$9=\"Recharger 330XLHD\",'330XLHD-Metric'!G51,IF($C$9=\"Recharger 360HD\",'360HD-Metric'!K51,IF($C$9=\"Recharger 902HD\",'902HD-Metric'!K51,IF($C$9=\"Contactor Field Drain C-4HD\",'C-4HD-Metric'!E51,IF($C$9=\"Recharger 180HD\",'180HD-Metric'!G51,0))))))))","v":1.390557168938749},{"$f":"IF($C$9=\"Contactor 100HD\",'100HD-Metric'!K51,IF($C$9=\"Recharger 150XLHD\",'150XLHD-Metric'!K51,IF($C$9=\"Recharger 280HD\",'280HD-Metric'!K51,IF($C$9=\"Recharger 330XLHD\",'330XLHD-Metric'!K51,IF($C$9=\"Recharger 360HD\",'360HD-Metric'!P51,IF($C$9=\"Recharger 902HD\",'902HD-Metric'!P51,IF($C$9=\"Contactor Field Drain C-4HD\",'C-4HD-Metric'!G51,IF($C$9=\"Recharger 180HD\",'180HD-Metric'!K51,0))))))))","v":0.74212013968519375},{"$f":"IF($C$9=\"Contactor 100HD\",'100HD-Metric'!M51,IF($C$9=\"Recharger 150XLHD\",'150XLHD-Metric'!M51,IF($C$9=\"Recharger 280HD\",'280HD-Metric'!M51,IF($C$9=\"Recharger 330XLHD\",'330XLHD-Metric'!M51,IF($C$9=\"Recharger 360HD\",'360HD-Metric'!R51,IF($C$9=\"Recharger 902HD\",'902HD-Metric'!R51,IF($C$9=\"Contactor Field Drain C-4HD\",'C-4HD-Metric'!I51,IF($C$9=\"Recharger 180HD\",'180HD-Metric'!M51,0))))))))","v":2.1326773086239426},{"$f":"IF($C$9=\"Contactor 100HD\",'100HD-Metric'!O51,IF($C$9=\"Recharger 150XLHD\",'150XLHD-Metric'!O51,IF($C$9=\"Recharger 280HD\",'280HD-Metric'!O51,IF($C$9=\"Recharger 330XLHD\",'330XLHD-Metric'!O51,IF($C$9=\"Recharger 360HD\",'360HD-Metric'!T51,IF($C$9=\"Recharger 902HD\",'902HD-Metric'!T51,IF($C$9=\"Contactor Field Drain C-4HD\",'C-4HD-Metric'!K51,IF($C$9=\"Recharger 180HD\",'180HD-Metric'!O51,0))))))))","v":106.13909343492527},1.1938,null,null,null,null,null,{"$f":"IF($C$9=\"Contactor 100HD\",'100HD-Metric'!I51,IF($C$9=\"Recharger 150XLHD\",'150XLHD-Metric'!I51,IF($C$9=\"Recharger 280HD\",'280HD-Metric'!I51,IF($C$9=\"Recharger 330XLHD\",'330XLHD-Metric'!I51,IF($C$9=\"Recharger 360HD\",'360HD-Metric'!N51,IF($C$9=\"Recharger 902HD\",'902HD-Metric'!N51,IF($C$9=\"Recharger 180HD\",'180HD-Metric'!I51,\"\")))))))","v":0}]
[{"$f":"IF($C$9=\"Contactor 100HD\",'100HD-Metric'!B52,IF($C$9=\"Recharger 150XLHD\",'150XLHD-Metric'!B52,IF($C$9=\"Recharger 280HD\",'280HD-Metric'!B52,IF($C$9=\"Recharger 330XLHD\",'330XLHD-Metric'!B52,IF($C$9=\"Recharger 360HD\",'360HD-Metric'!B52,IF($C$9=\"Recharger 902HD\",'902HD-Metric'!B52,IF($C$9=\"Contactor Field Drain C-4HD\",'C-4HD-Metric'!B52,IF($C$9=\"Recharger 180HD\",'180HD-Metric'!B52,0))))))))","v":1168.3999999999999},{"$f":"IF($C$9=\"Contactor 100HD\",'100HD-Metric'!G52,IF($C$9=\"Recharger 150XLHD\",'150XLHD-Metric'!G52,IF($C$9=\"Recharger 280HD\",'280HD-Metric'!G52,IF($C$9=\"Recharger 330XLHD\",'330XLHD-Metric'!G52,IF($C$9=\"Recharger 360HD\",'360HD-Metric'!K52,IF($C$9=\"Recharger 902HD\",'902HD-Metric'!K52,IF($C$9=\"Contactor Field Drain C-4HD\",'C-4HD-Metric'!E52,IF($C$9=\"Recharger 180HD\",'180HD-Metric'!G52,0))))))))","v":1.4394157899264988},{"$f":"IF($C$9=\"Contactor 100HD\",'100HD-Metric'!K52,IF($C$9=\"Recharger 150XLHD\",'150XLHD-Metric'!K52,IF($C$9=\"Recharger 280HD\",'280HD-Metric'!K52,IF($C$9=\"Recharger 330XLHD\",'330XLHD-Metric'!K52,IF($C$9=\"Recharger 360HD\",'360HD-Metric'!P52,IF($C$9=\"Recharger 902HD\",'902HD-Metric'!P52,IF($C$9=\"Contactor Field Drain C-4HD\",'C-4HD-Metric'!G52,IF($C$9=\"Recharger 180HD\",'180HD-Metric'!K52,0))))))))","v":0.72257669129009372},{"$f":"IF($C$9=\"Contactor 100HD\",'100HD-Metric'!M52,IF($C$9=\"Recharger 150XLHD\",'150XLHD-Metric'!M52,IF($C$9=\"Recharger 280HD\",'280HD-Metric'!M52,IF($C$9=\"Recharger 330XLHD\",'330XLHD-Metric'!M52,IF($C$9=\"Recharger 360HD\",'360HD-Metric'!R52,IF($C$9=\"Recharger 902HD\",'902HD-Metric'!R52,IF($C$9=\"Contactor Field Drain C-4HD\",'C-4HD-Metric'!I52,IF($C$9=\"Recharger 180HD\",'180HD-Metric'!M52,0))))))))","v":2.1619924812165929},{"$f":"IF($C$9=\"Contactor 100HD\",'100HD-Metric'!O52,IF($C$9=\"Recharger 150XLHD\",'150XLHD-Metric'!O52,IF($C$9=\"Recharger 280HD\",'280HD-Metric'!O52,IF($C$9=\"Recharger 330XLHD\",'330XLHD-Metric'!O52,IF($C$9=\"Recharger 360HD\",'360HD-Metric'!T52,IF($C$9=\"Recharger 902HD\",'902HD-Metric'!T52,IF($C$9=\"Contactor Field Drain C-4HD\",'C-4HD-Metric'!K52,IF($C$9=\"Recharger 180HD\",'180HD-Metric'!O52,0))))))))","v":104.00641612630135},1.1683999999999999,null,null,null,null,null,{"$f":"IF($C$9=\"Contactor 100HD\",'100HD-Metric'!I52,IF($C$9=\"Recharger 150XLHD\",'150XLHD-Metric'!I52,IF($C$9=\"Recharger 280HD\",'280HD-Metric'!I52,IF($C$9=\"Recharger 330XLHD\",'330XLHD-Metric'!I52,IF($C$9=\"Recharger 360HD\",'360HD-Metric'!N52,IF($C$9=\"Recharger 902HD\",'902HD-Metric'!N52,IF($C$9=\"Recharger 180HD\",'180HD-Metric'!I52,\"\")))))))","v":0}]
[{"$f":"IF($C$9=\"Contactor 100HD\",'100HD-Metric'!B53,IF($C$9=\"Recharger 150XLHD\",'150XLHD-Metric'!B53,IF($C$9=\"Recharger 280HD\",'280HD-Metric'!B53,IF($C$9=\"Recharger 330XLHD\",'330XLHD-Metric'!B53,IF($C$9=\"Recharger 360HD\",'360HD-Metric'!B53,IF($C$9=\"Recharger 902HD\",'902HD-Metric'!B53,IF($C$9=\"Contactor Field Drain C-4HD\",'C-4HD-Metric'!B53,IF($C$9=\"Recharger 180HD\",'180HD-Metric'!B53,0))))))))","v":1143},{"$f":"IF($C$9=\"Contactor 100HD\",'100HD-Metric'!G53,IF($C$9=\"Recharger 150XLHD\",'150XLHD-Metric'!G53,IF($C$9=\"Recharger 280HD\",'280HD-Metric'!G53,IF($C$9=\"Recharger 330XLHD\",'330XLHD-Metric'!G53,IF($C$9=\"Recharger 360HD\",'360HD-Metric'!K53,IF($C$9=\"Recharger 902HD\",'902HD-Metric'!K53,IF($C$9=\"Contactor Field Drain C-4HD\",'C-4HD-Metric'!E53,IF($C$9=\"Recharger 180HD\",'180HD-Metric'!G53,0))))))))","v":1.4860791742720825},{"$f":"IF($C$9=\"Contactor 100HD\",'100HD-Metric'!K53,IF($C$9=\"Recharger 150XLHD\",'150XLHD-Metric'!K53,IF($C$9=\"Recharger 280HD\",'280HD-Metric'!K53,IF($C$9=\"Recharger 330XLHD\",'330XLHD-Metric'!K53,IF($C$9=\"Recharger 360HD\",'360HD-Metric'!P53,IF($C$9=\"Recharger 902HD\",'902HD-Metric'!P53,IF($C$9=\"Contactor Field Drain C-4HD\",'C-4HD-Metric'!G53,IF($C$9=\"Recharger 180HD\",'180HD-Metric'!K53,0))))))))","v":0.70391133755186042},{"$f":"IF($C$9=\"Contactor 100HD\",'100HD-Metric'!M53,IF($C$9=\"Recharger 150XLHD\",'150XLHD-Metric'!M53,IF($C$9=\"Recharger 280HD\",'280HD-Metric'!M53,IF($C$9=\"Recharger 330XLHD\",'330XLHD-Metric'!M53,IF($C$9=\"Recharger 360HD\",'360HD-Metric'!R53,IF($C$9=\"Recharger 902HD\",'902HD-Metric'!R53,IF($C$9=\"Contactor Field Drain C-4HD\",'C-4HD-Metric'!I53,IF($C$9=\"Recharger 180HD\",'180HD-Metric'!M53,0))))))))","v":2.1899905118239427},{"$f":"IF($C$9=\"Contactor 100HD\",'100HD-Metric'!O53,IF($C$9=\"Recharger 150XLHD\",'150XLHD-Metric'!O53,IF($C$9=\"Recharger 280HD\",'280HD-Metric'!O53,IF($C$9=\"Recharger 330XLHD\",'330XLHD-Metric'!O53,IF($C$9=\"Recharger 360HD\",'360HD-Metric'!T53,IF($C$9=\"Recharger 902HD\",'902HD-Metric'!T53,IF($C$9=\"Contactor Field Drain C-4HD\",'C-4HD-Metric'!K53,IF($C$9=\"Recharger 180HD\",'180HD-Metric'!O53,0))))))))","v":101.84442364508475},1.143,null,null,null,null,null,{"$f":"IF($C$9=\"Contactor 100HD\",'100HD-Metric'!I53,IF($C$9=\"Recharger 150XLHD\",'150XLHD-Metric'!I53,IF($C$9=\"Recharger 280HD\",'280HD-Metric'!I53,IF($C$9=\"Recharger 330XLHD\",'330XLHD-Metric'!I53,IF($C$9=\"Recharger 360HD\",'360HD-Metric'!N53,IF($C$9=\"Recharger 902HD\",'902HD-Metric'!N53,IF($C$9=\"Recharger 180HD\",'180HD-Metric'!I53,\"\")))))))","v":0}]
[{"$f":"IF($C$9=\"Contactor 100HD\",'100HD-Metric'!B54,IF($C$9=\"Recharger 150XLHD\",'150XLHD-Metric'!B54,IF($C$9=\"Recharger 280HD\",'280HD-Metric'!B54,IF($C$9=\"Recharger 330XLHD\",'330XLHD-Metric'!B54,IF($C$9=\"Recharger 360HD\",'360HD-Metric'!B54,IF($C$9=\"Recharger 902HD\",'902HD-Metric'!B54,IF($C$9=\"Contactor Field Drain C-4HD\",'C-4HD-Metric'!B54,IF($C$9=\"Recharger 180HD\",'180HD-Metric'!B54,0))))))))","v":1117.5999999999999},{"$f":"IF($C$9=\"Contactor 100HD\",'100HD-Metric'!G54,IF($C$9=\"Recharger 150XLHD\",'150XLHD-Metric'!G54,IF($C$9=\"Recharger 280HD\",'280HD-Metric'!G54,IF($C$9=\"Recharger 330XLHD\",'330XLHD-Metric'!G54,IF($C$9=\"Recharger 360HD\",'360HD-Metric'!K54,IF($C$9=\"Recharger 902HD\",'902HD-Metric'!K54,IF($C$9=\"Contactor Field Drain C-4HD\",'C-4HD-Metric'!E54,IF($C$9=\"Recharger 180HD\",'180HD-Metric'!G54,0))))))))","v":1.5816011796054157},{"$f":"IF($C$9=\"Contactor 100HD\",'100HD-Metric'!K54,IF($C$9=\"Recharger 150XLHD\",'150XLHD-Metric'!K54,IF($C$9=\"Recharger 280HD\",'280HD-Metric'!K54,IF($C$9=\"Recharger 330XLHD\",'330XLHD-Metric'!K54,IF($C$9=\"Recharger 360HD\",'360HD-Metric'!P54,IF($C$9=\"Recharger 902HD\",'902HD-Metric'!P54,IF($C$9=\"Contactor Field Drain C-4HD\",'C-4HD-Metric'!G54,IF($C$9=\"Recharger 180HD\",'180HD-Metric'!K54,0))))))))","v":0.66570253541852709},{"$f":"IF($C$9=\"Contactor 100HD\",'100HD-Metric'!M54,IF($C$9=\"Recharger 150XLHD\",'150XLHD-Metric'!M54,IF($C$9=\"Recharger 280HD\",'280HD-Metric'!M54,IF($C$9=\"Recharger 330XLHD\",'330XLHD-Metric'!M54,IF($C$9=\"Recharger 360HD\",'360HD-Metric'!R54,IF($C$9=\"Recharger 902HD\",'902HD-Metric'!R54,IF($C$9=\"Contactor Field Drain C-4HD\",'C-4HD-Metric'!I54,IF($C$9=\"Recharger 180HD\",'180HD-Metric'!M54,0))))))))","v":2.2473037150239428},{"$f":"IF($C$9=\"Contactor 100HD\",'100HD-Metric'!O54,IF($C$9=\"Recharger 150XLHD\",'150XLHD-Metric'!O54,IF($C$9=\"Recharger 280HD\",'280HD-Metric'!O54,IF($C$9=\"Recharger 330XLHD\",'330XLHD-Metric'!O54,IF($C$9=\"Recharger 360HD\",'360HD-Metric'!T54,IF($C$9=\"Recharger 902HD\",'902HD-Metric'!T54,IF($C$9=\"Contactor Field Drain C-4HD\",'C-4HD-Metric'!K54,IF($C$9=\"Recharger 180HD\",'180HD-Metric'!O54,0))))))))","v":99.654433133260795},1.1175999999999999,null,null,null,null,null,{"$f":"IF($C$9=\"Contactor 100HD\",'100HD-Metric'!I54,IF($C$9=\"Recharger 150XLHD\",'150XLHD-Metric'!I54,IF($C$9=\"Recharger 280HD\",'280HD-Metric'!I54,IF($C$9=\"Recharger 330XLHD\",'330XLHD-Metric'!I54,IF($C$9=\"Recharger 360HD\",'360HD-Metric'!N54,IF($C$9=\"Recharger 902HD\",'902HD-Metric'!N54,IF($C$9=\"Recharger 180HD\",'180HD-Metric'!I54,\"\")))))))","v":0}]
[{"$f":"IF($C$9=\"Contactor 100HD\",'100HD-Metric'!B55,IF($C$9=\"Recharger 150XLHD\",'150XLHD-Metric'!B55,IF($C$9=\"Recharger 280HD\",'280HD-Metric'!B55,IF($C$9=\"Recharger 330XLHD\",'330XLHD-Metric'!B55,IF($C$9=\"Recharger 360HD\",'360HD-Metric'!B55,IF($C$9=\"Recharger 902HD\",'902HD-Metric'!B55,IF($C$9=\"Contactor Field Drain C-4HD\",'C-4HD-Metric'!B55,IF($C$9=\"Recharger 180HD\",'180HD-Metric'!B55,0))))))))","v":1092.2},{"$f":"IF($C$9=\"Contactor 100HD\",'100HD-Metric'!G55,IF($C$9=\"Recharger 150XLHD\",'150XLHD-Metric'!G55,IF($C$9=\"Recharger 280HD\",'280HD-Metric'!G55,IF($C$9=\"Recharger 330XLHD\",'330XLHD-Metric'!G55,IF($C$9=\"Recharger 360HD\",'360HD-Metric'!K55,IF($C$9=\"Recharger 902HD\",'902HD-Metric'!K55,IF($C$9=\"Contactor Field Drain C-4HD\",'C-4HD-Metric'!E55,IF($C$9=\"Recharger 180HD\",'180HD-Metric'!G55,0))))))))","v":1.6304598005931656},{"$f":"IF($C$9=\"Contactor 100HD\",'100HD-Metric'!K55,IF($C$9=\"Recharger 150XLHD\",'150XLHD-Metric'!K55,IF($C$9=\"Recharger 280HD\",'280HD-Metric'!K55,IF($C$9=\"Recharger 330XLHD\",'330XLHD-Metric'!K55,IF($C$9=\"Recharger 360HD\",'360HD-Metric'!P55,IF($C$9=\"Recharger 902HD\",'902HD-Metric'!P55,IF($C$9=\"Contactor Field Drain C-4HD\",'C-4HD-Metric'!G55,IF($C$9=\"Recharger 180HD\",'180HD-Metric'!K55,0))))))))","v":0.64615908702342706},{"$f":"IF($C$9=\"Contactor 100HD\",'100HD-Metric'!M55,IF($C$9=\"Recharger 150XLHD\",'150XLHD-Metric'!M55,IF($C$9=\"Recharger 280HD\",'280HD-Metric'!M55,IF($C$9=\"Recharger 330XLHD\",'330XLHD-Metric'!M55,IF($C$9=\"Recharger 360HD\",'360HD-Metric'!R55,IF($C$9=\"Recharger 902HD\",'902HD-Metric'!R55,IF($C$9=\"Contactor Field Drain C-4HD\",'C-4HD-Metric'!I55,IF($C$9=\"Recharger 180HD\",'180HD-Metric'!M55,0))))))))","v":2.2766188876165927},{"$f":"IF($C$9=\"Contactor 100HD\",'100HD-Metric'!O55,IF($C$9=\"Recharger 150XLHD\",'150XLHD-Metric'!O55,IF($C$9=\"Recharger 280HD\",'280HD-Metric'!O55,IF($C$9=\"Recharger 330XLHD\",'330XLHD-Metric'!O55,IF($C$9=\"Recharger 360HD\",'360HD-Metric'!T55,IF($C$9=\"Recharger 902HD\",'902HD-Metric'!T55,IF($C$9=\"Contactor Field Drain C-4HD\",'C-4HD-Metric'!K55,IF($C$9=\"Recharger 180HD\",'180HD-Metric'!O55,0))))))))","v":97.407129418236863},1.0922000000000001,null,null,null,null,null,{"$f":"IF($C$9=\"Contactor 100HD\",'100HD-Metric'!I55,IF($C$9=\"Recharger 150XLHD\",'150XLHD-Metric'!I55,IF($C$9=\"Recharger 280HD\",'280HD-Metric'!I55,IF($C$9=\"Recharger 330XLHD\",'330XLHD-Metric'!I55,IF($C$9=\"Recharger 360HD\",'360HD-Metric'!N55,IF($C$9=\"Recharger 902HD\",'902HD-Metric'!N55,IF($C$9=\"Recharger 180HD\",'180HD-Metric'!I55,\"\")))))))","v":0}]
[{"$f":"IF($C$9=\"Contactor 100HD\",'100HD-Metric'!B56,IF($C$9=\"Recharger 150XLHD\",'150XLHD-Metric'!B56,IF($C$9=\"Recharger 280HD\",'280HD-Metric'!B56,IF($C$9=\"Recharger 330XLHD\",'330XLHD-Metric'!B56,IF($C$9=\"Recharger 360HD\",'360HD-Metric'!B56,IF($C$9=\"Recharger 902HD\",'902HD-Metric'!B56,IF($C$9=\"Contactor Field Drain C-4HD\",'C-4HD-Metric'!B56,IF($C$9=\"Recharger 180HD\",'180HD-Metric'!B56,0))))))))","v":1066.8},{"$f":"IF($C$9=\"Contactor 100HD\",'100HD-Metric'!G56,IF($C$9=\"Recharger 150XLHD\",'150XLHD-Metric'!G56,IF($C$9=\"Recharger 280HD\",'280HD-Metric'!G56,IF($C$9=\"Recharger 330XLHD\",'330XLHD-Metric'!G56,IF($C$9=\"Recharger 360HD\",'360HD-Metric'!K56,IF($C$9=\"Recharger 902HD\",'902HD-Metric'!K56,IF($C$9=\"Contactor Field Drain C-4HD\",'C-4HD-Metric'!E56,IF($C$9=\"Recharger 180HD\",'180HD-Metric'!G56,0))))))))","v":1.6771231849387489},{"$f":"IF($C$9=\"Contactor 100HD\",'100HD-Metric'!K56,IF($C$9=\"Recharger 150XLHD\",'150XLHD-Metric'!K56,IF($C$9=\"Recharger 280HD\",'280HD-Metric'!K56,IF($C$9=\"Recharger 330XLHD\",'330XLHD-Metric'!K56,IF($C$9=\"Recharger 360HD\",'360HD-Metric'!P56,IF($C$9=\"Recharger 902HD\",'902HD-Metric'!P56,IF($C$9=\"Contactor Field Drain C-4HD\",'C-4HD-Metric'!G56,IF($C$9=\"Recharger 180HD\",'180HD-Metric'!K56,0))))))))","v":0.62749373328519387},{"$f":"IF($C$9=\"Contactor 100HD\",'100HD-Metric'!M56,IF($C$9=\"Recharger 150XLHD\",'150XLHD-Metric'!M56,IF($C$9=\"Recharger 280HD\",'280HD-Metric'!M56,IF($C$9=\"Recharger 330XLHD\",'330XLHD-Metric'!M56,IF($C$9=\"Recharger 360HD\",'360HD-Metric'!R56,IF($C$9=\"Recharger 902HD\",'902HD-Metric'!R56,IF($C$9=\"Contactor Field Drain C-4HD\",'C-4HD-Metric'!I56,IF($C$9=\"Recharger 180HD\",'180HD-Metric'!M56,0))))))))","v":2.3046169182239424},{"$f":"IF($C$9=\"Contactor 100HD\",'100HD-Metric'!O56,IF($C$9=\"Recharger 150XLHD\",'150XLHD-Metric'!O56,IF($C$9=\"Recharger 280HD\",'280HD-Metric'!O56,IF($C$9=\"Recharger 330XLHD\",'330XLHD-Metric'!O56,IF($C$9=\"Recharger 360HD\",'360HD-Metric'!T56,IF($C$9=\"Recharger 902HD\",'902HD-Metric'!T56,IF($C$9=\"Contactor Field Drain C-4HD\",'C-4HD-Metric'!K56,IF($C$9=\"Recharger 180HD\",'180HD-Metric'!O56,0))))))))","v":95.130510530620271},1.0668,null,null,null,null,null,{"$f":"IF($C$9=\"Contactor 100HD\",'100HD-Metric'!I56,IF($C$9=\"Recharger 150XLHD\",'150XLHD-Metric'!I56,IF($C$9=\"Recharger 280HD\",'280HD-Metric'!I56,IF($C$9=\"Recharger 330XLHD\",'330XLHD-Metric'!I56,IF($C$9=\"Recharger 360HD\",'360HD-Metric'!N56,IF($C$9=\"Recharger 902HD\",'902HD-Metric'!N56,IF($C$9=\"Recharger 180HD\",'180HD-Metric'!I56,\"\")))))))","v":0}]
[{"$f":"IF($C$9=\"Contactor 100HD\",'100HD-Metric'!B57,IF($C$9=\"Recharger 150XLHD\",'150XLHD-Metric'!B57,IF($C$9=\"Recharger 280HD\",'280HD-Metric'!B57,IF($C$9=\"Recharger 330XLHD\",'330XLHD-Metric'!B57,IF($C$9=\"Recharger 360HD\",'360HD-Metric'!B57,IF($C$9=\"Recharger 902HD\",'902HD-Metric'!B57,IF($C$9=\"Contactor Field Drain C-4HD\",'C-4HD-Metric'!B57,IF($C$9=\"Recharger 180HD\",'180HD-Metric'!B57,0))))))))","v":1041.3999999999999},{"$f":"IF($C$9=\"Contactor 100HD\",'100HD-Metric'!G57,IF($C$9=\"Recharger 150XLHD\",'150XLHD-Metric'!G57,IF($C$9=\"Recharger 280HD\",'280HD-Metric'!G57,IF($C$9=\"Recharger 330XLHD\",'330XLHD-Metric'!G57,IF($C$9=\"Recharger 360HD\",'360HD-Metric'!K57,IF($C$9=\"Recharger 902HD\",'902HD-Metric'!K57,IF($C$9=\"Contactor Field Drain C-4HD\",'C-4HD-Metric'!E57,IF($C$9=\"Recharger 180HD\",'180HD-Metric'!G57,0))))))))","v":1.6771231849387489},{"$f":"IF($C$9=\"Contactor 100HD\",'100HD-Metric'!K57,IF($C$9=\"Recharger 150XLHD\",'150XLHD-Metric'!K57,IF($C$9=\"Recharger 280HD\",'280HD-Metric'!K57,IF($C$9=\"Recharger 330XLHD\",'330XLHD-Metric'!K57,IF($C$9=\"Recharger 360HD\",'360HD-Metric'!P57,IF($C$9=\"Recharger 902HD\",'902HD-Metric'!P57,IF($C$9=\"Contactor Field Drain C-4HD\",'C-4HD-Metric'!G57,IF($C$9=\"Recharger 180HD\",'180HD-Metric'!K57,0))))))))","v":0.62749373328519387},{"$f":"IF($C$9=\"Contactor 100HD\",'100HD-Metric'!M57,IF($C$9=\"Recharger 150XLHD\",'150XLHD-Metric'!M57,IF($C$9=\"Recharger 280HD\",'280HD-Metric'!M57,IF($C$9=\"Recharger 330XLHD\",'330XLHD-Metric'!M57,IF($C$9=\"Recharger 360HD\",'360HD-Metric'!R57,IF($C$9=\"Recharger 902HD\",'902HD-Metric'!R57,IF($C$9=\"Contactor Field Drain C-4HD\",'C-4HD-Metric'!I57,IF($C$9=\"Recharger 180HD\",'180HD-Metric'!M57,0))))))))","v":2.3046169182239424},{"$f":"IF($C$9=\"Contactor 100HD\",'100HD-Metric'!O57,IF($C$9=\"Recharger 150XLHD\",'150XLHD-Metric'!O57,IF($C$9=\"Recharger 280HD\",'280HD-Metric'!O57,IF($C$9=\"Recharger 330XLHD\",'330XLHD-Metric'!O57,IF($C$9=\"Recharger 360HD\",'360HD-Metric'!T57,IF($C$9=\"Recharger 902HD\",'902HD-Metric'!T57,IF($C$9=\"Contactor Field Drain C-4HD\",'C-4HD-Metric'!K57,IF($C$9=\"Recharger 180HD\",'180HD-Metric'!O57,0))))))))","v":92.825893612396328},1.0413999999999999,null,null,null,null,null,{"$f":"IF($C$9=\"Contactor 100HD\",'100HD-Metric'!I57,IF($C$9=\"Recharger 150XLHD\",'150XLHD-Metric'!I57,IF($C$9=\"Recharger 280HD\",'280HD-Metric'!I57,IF($C$9=\"Recharger 330XLHD\",'330XLHD-Metric'!I57,IF($C$9=\"Recharger 360HD\",'360HD-Metric'!N57,IF($C$9=\"Recharger 902HD\",'902HD-Metric'!N57,IF($C$9=\"Recharger 180HD\",'180HD-Metric'!I57,\"\")))))))","v":0}]
[{"$f":"IF($C$9=\"Contactor 100HD\",'100HD-Metric'!B58,IF($C$9=\"Recharger 150XLHD\",'150XLHD-Metric'!B58,IF($C$9=\"Recharger 280HD\",'280HD-Metric'!B58,IF($C$9=\"Recharger 330XLHD\",'330XLHD-Metric'!B58,IF($C$9=\"Recharger 360HD\",'360HD-Metric'!B58,IF($C$9=\"Recharger 902HD\",'902HD-Metric'!B58,IF($C$9=\"Contactor Field Drain C-4HD\",'C-4HD-Metric'!B58,IF($C$9=\"Recharger 180HD\",'180HD-Metric'!B58,0))))))))","v":1016},{"$f":"IF($C$9=\"Contactor 100HD\",'100HD-Metric'!G58,IF($C$9=\"Recharger 150XLHD\",'150XLHD-Metric'!G58,IF($C$9=\"Recharger 280HD\",'280HD-Metric'!G58,IF($C$9=\"Recharger 330XLHD\",'330XLHD-Metric'!G58,IF($C$9=\"Recharger 360HD\",'360HD-Metric'!K58,IF($C$9=\"Recharger 902HD\",'902HD-Metric'!K58,IF($C$9=\"Contactor Field Drain C-4HD\",'C-4HD-Metric'!E58,IF($C$9=\"Recharger 180HD\",'180HD-Metric'!G58,0))))))))","v":1.7259818059264986},{"$f":"IF($C$9=\"Contactor 100HD\",'100HD-Metric'!K58,IF($C$9=\"Recharger 150XLHD\",'150XLHD-Metric'!K58,IF($C$9=\"Recharger 280HD\",'280HD-Metric'!K58,IF($C$9=\"Recharger 330XLHD\",'330XLHD-Metric'!K58,IF($C$9=\"Recharger 360HD\",'360HD-Metric'!P58,IF($C$9=\"Recharger 902HD\",'902HD-Metric'!P58,IF($C$9=\"Contactor Field Drain C-4HD\",'C-4HD-Metric'!G58,IF($C$9=\"Recharger 180HD\",'180HD-Metric'!K58,0))))))))","v":0.60795028489009384},{"$f":"IF($C$9=\"Contactor 100HD\",'100HD-Metric'!M58,IF($C$9=\"Recharger 150XLHD\",'150XLHD-Metric'!M58,IF($C$9=\"Recharger 280HD\",'280HD-Metric'!M58,IF($C$9=\"Recharger 330XLHD\",'330XLHD-Metric'!M58,IF($C$9=\"Recharger 360HD\",'360HD-Metric'!R58,IF($C$9=\"Recharger 902HD\",'902HD-Metric'!R58,IF($C$9=\"Contactor Field Drain C-4HD\",'C-4HD-Metric'!I58,IF($C$9=\"Recharger 180HD\",'180HD-Metric'!M58,0))))))))","v":2.3339320908165928},{"$f":"IF($C$9=\"Contactor 100HD\",'100HD-Metric'!O58,IF($C$9=\"Recharger 150XLHD\",'150XLHD-Metric'!O58,IF($C$9=\"Recharger 280HD\",'280HD-Metric'!O58,IF($C$9=\"Recharger 330XLHD\",'330XLHD-Metric'!O58,IF($C$9=\"Recharger 360HD\",'360HD-Metric'!T58,IF($C$9=\"Recharger 902HD\",'902HD-Metric'!T58,IF($C$9=\"Contactor Field Drain C-4HD\",'C-4HD-Metric'!K58,IF($C$9=\"Recharger 180HD\",'180HD-Metric'!O58,0))))))))","v":90.521276694172386},1.016,null,null,null,null,null,{"$f":"IF($C$9=\"Contactor 100HD\",'100HD-Metric'!I58,IF($C$9=\"Recharger 150XLHD\",'150XLHD-Metric'!I58,IF($C$9=\"Recharger 280HD\",'280HD-Metric'!I58,IF($C$9=\"Recharger 330XLHD\",'330XLHD-Metric'!I58,IF($C$9=\"Recharger 360HD\",'360HD-Metric'!N58,IF($C$9=\"Recharger 902HD\",'902HD-Metric'!N58,IF($C$9=\"Recharger 180HD\",'180HD-Metric'!I58,\"\")))))))","v":0}]
[{"$f":"IF($C$9=\"Contactor 100HD\",'100HD-Metric'!B59,IF($C$9=\"Recharger 150XLHD\",'150XLHD-Metric'!B59,IF($C$9=\"Recharger 280HD\",'280HD-Metric'!B59,IF($C$9=\"Recharger 330XLHD\",'330XLHD-Metric'!B59,IF($C$9=\"Recharger 360HD\",'360HD-Metric'!B59,IF($C$9=\"Recharger 902HD\",'902HD-Metric'!B59,IF($C$9=\"Contactor Field Drain C-4HD\",'C-4HD-Metric'!B59,IF($C$9=\"Recharger 180HD\",'180HD-Metric'!B59,0))))))))","v":990.59999999999991},{"$f":"IF($C$9=\"Contactor 100HD\",'100HD-Metric'!G59,IF($C$9=\"Recharger 150XLHD\",'150XLHD-Metric'!G59,IF($C$9=\"Recharger 280HD\",'280HD-Metric'!G59,IF($C$9=\"Recharger 330XLHD\",'330XLHD-Metric'!G59,IF($C$9=\"Recharger 360HD\",'360HD-Metric'!K59,IF($C$9=\"Recharger 902HD\",'902HD-Metric'!K59,IF($C$9=\"Contactor Field Drain C-4HD\",'C-4HD-Metric'!E59,IF($C$9=\"Recharger 180HD\",'180HD-Metric'!G59,0))))))))","v":1.7726451902720823},{"$f":"IF($C$9=\"Contactor 100HD\",'100HD-Metric'!K59,IF($C$9=\"Recharger 150XLHD\",'150XLHD-Metric'!K59,IF($C$9=\"Recharger 280HD\",'280HD-Metric'!K59,IF($C$9=\"Recharger 330XLHD\",'330XLHD-Metric'!K59,IF($C$9=\"Recharger 360HD\",'360HD-Metric'!P59,IF($C$9=\"Recharger 902HD\",'902HD-Metric'!P59,IF($C$9=\"Contactor Field Drain C-4HD\",'C-4HD-Metric'!G59,IF($C$9=\"Recharger 180HD\",'180HD-Metric'!K59,0))))))))","v":0.58928493115186042},{"$f":"IF($C$9=\"Contactor 100HD\",'100HD-Metric'!M59,IF($C$9=\"Recharger 150XLHD\",'150XLHD-Metric'!M59,IF($C$9=\"Recharger 280HD\",'280HD-Metric'!M59,IF($C$9=\"Recharger 330XLHD\",'330XLHD-Metric'!M59,IF($C$9=\"Recharger 360HD\",'360HD-Metric'!R59,IF($C$9=\"Recharger 902HD\",'902HD-Metric'!R59,IF($C$9=\"Contactor Field Drain C-4HD\",'C-4HD-Metric'!I59,IF($C$9=\"Recharger 180HD\",'180HD-Metric'!M59,0))))))))","v":2.3619301214239425},{"$f":"IF($C$9=\"Contactor 100HD\",'100HD-Metric'!O59,IF($C$9=\"Recharger 150XLHD\",'150XLHD-Metric'!O59,IF($C$9=\"Recharger 280HD\",'280HD-Metric'!O59,IF($C$9=\"Recharger 330XLHD\",'330XLHD-Metric'!O59,IF($C$9=\"Recharger 360HD\",'360HD-Metric'!T59,IF($C$9=\"Recharger 902HD\",'902HD-Metric'!T59,IF($C$9=\"Contactor Field Drain C-4HD\",'C-4HD-Metric'!K59,IF($C$9=\"Recharger 180HD\",'180HD-Metric'!O59,0))))))))","v":88.187344603355797},0.99059999999999993,null,null,null,null,null,{"$f":"IF($C$9=\"Contactor 100HD\",'100HD-Metric'!I59,IF($C$9=\"Recharger 150XLHD\",'150XLHD-Metric'!I59,IF($C$9=\"Recharger 280HD\",'280HD-Metric'!I59,IF($C$9=\"Recharger 330XLHD\",'330XLHD-Metric'!I59,IF($C$9=\"Recharger 360HD\",'360HD-Metric'!N59,IF($C$9=\"Recharger 902HD\",'902HD-Metric'!N59,IF($C$9=\"Recharger 180HD\",'180HD-Metric'!I59,\"\")))))))","v":0}]
[{"$f":"IF($C$9=\"Contactor 100HD\",'100HD-Metric'!B60,IF($C$9=\"Recharger 150XLHD\",'150XLHD-Metric'!B60,IF($C$9=\"Recharger 280HD\",'280HD-Metric'!B60,IF($C$9=\"Recharger 330XLHD\",'330XLHD-Metric'!B60,IF($C$9=\"Recharger 360HD\",'360HD-Metric'!B60,IF($C$9=\"Recharger 902HD\",'902HD-Metric'!B60,IF($C$9=\"Contactor Field Drain C-4HD\",'C-4HD-Metric'!B60,IF($C$9=\"Recharger 180HD\",'180HD-Metric'!B60,0))))))))","v":965.19999999999993},{"$f":"IF($C$9=\"Contactor 100HD\",'100HD-Metric'!G60,IF($C$9=\"Recharger 150XLHD\",'150XLHD-Metric'!G60,IF($C$9=\"Recharger 280HD\",'280HD-Metric'!G60,IF($C$9=\"Recharger 330XLHD\",'330XLHD-Metric'!G60,IF($C$9=\"Recharger 360HD\",'360HD-Metric'!K60,IF($C$9=\"Recharger 902HD\",'902HD-Metric'!K60,IF($C$9=\"Contactor Field Drain C-4HD\",'C-4HD-Metric'!E60,IF($C$9=\"Recharger 180HD\",'180HD-Metric'!G60,0))))))))","v":1.8226014295809154},{"$f":"IF($C$9=\"Contactor 100HD\",'100HD-Metric'!K60,IF($C$9=\"Recharger 150XLHD\",'150XLHD-Metric'!K60,IF($C$9=\"Recharger 280HD\",'280HD-Metric'!K60,IF($C$9=\"Recharger 330XLHD\",'330XLHD-Metric'!K60,IF($C$9=\"Recharger 360HD\",'360HD-Metric'!P60,IF($C$9=\"Recharger 902HD\",'902HD-Metric'!P60,IF($C$9=\"Contactor Field Drain C-4HD\",'C-4HD-Metric'!G60,IF($C$9=\"Recharger 180HD\",'180HD-Metric'!K60,0))))))))","v":0.56930243542832715},{"$f":"IF($C$9=\"Contactor 100HD\",'100HD-Metric'!M60,IF($C$9=\"Recharger 150XLHD\",'150XLHD-Metric'!M60,IF($C$9=\"Recharger 280HD\",'280HD-Metric'!M60,IF($C$9=\"Recharger 330XLHD\",'330XLHD-Metric'!M60,IF($C$9=\"Recharger 360HD\",'360HD-Metric'!R60,IF($C$9=\"Recharger 902HD\",'902HD-Metric'!R60,IF($C$9=\"Contactor Field Drain C-4HD\",'C-4HD-Metric'!I60,IF($C$9=\"Recharger 180HD\",'180HD-Metric'!M60,0))))))))","v":2.391903865009243},{"$f":"IF($C$9=\"Contactor 100HD\",'100HD-Metric'!O60,IF($C$9=\"Recharger 150XLHD\",'150XLHD-Metric'!O60,IF($C$9=\"Recharger 280HD\",'280HD-Metric'!O60,IF($C$9=\"Recharger 330XLHD\",'330XLHD-Metric'!O60,IF($C$9=\"Recharger 360HD\",'360HD-Metric'!T60,IF($C$9=\"Recharger 902HD\",'902HD-Metric'!T60,IF($C$9=\"Contactor Field Drain C-4HD\",'C-4HD-Metric'!K60,IF($C$9=\"Recharger 180HD\",'180HD-Metric'!O60,0))))))))","v":85.825414481931858},0.96519999999999995,null,null,null,null,null,{"$f":"IF($C$9=\"Contactor 100HD\",'100HD-Metric'!I60,IF($C$9=\"Recharger 150XLHD\",'150XLHD-Metric'!I60,IF($C$9=\"Recharger 280HD\",'280HD-Metric'!I60,IF($C$9=\"Recharger 330XLHD\",'330XLHD-Metric'!I60,IF($C$9=\"Recharger 360HD\",'360HD-Metric'!N60,IF($C$9=\"Recharger 902HD\",'902HD-Metric'!N60,IF($C$9=\"Recharger 180HD\",'180HD-Metric'!I60,\"\")))))))","v":0}]
[{"$f":"IF($C$9=\"Contactor 100HD\",'100HD-Metric'!B61,IF($C$9=\"Recharger 150XLHD\",'150XLHD-Metric'!B61,IF($C$9=\"Recharger 280HD\",'280HD-Metric'!B61,IF($C$9=\"Recharger 330XLHD\",'330XLHD-Metric'!B61,IF($C$9=\"Recharger 360HD\",'360HD-Metric'!B61,IF($C$9=\"Recharger 902HD\",'902HD-Metric'!B61,IF($C$9=\"Contactor Field Drain C-4HD\",'C-4HD-Metric'!B61,IF($C$9=\"Recharger 180HD\",'180HD-Metric'!B61,0))))))))","v":939.8},{"$f":"IF($C$9=\"Contactor 100HD\",'100HD-Metric'!G61,IF($C$9=\"Recharger 150XLHD\",'150XLHD-Metric'!G61,IF($C$9=\"Recharger 280HD\",'280HD-Metric'!G61,IF($C$9=\"Recharger 330XLHD\",'330XLHD-Metric'!G61,IF($C$9=\"Recharger 360HD\",'360HD-Metric'!K61,IF($C$9=\"Recharger 902HD\",'902HD-Metric'!K61,IF($C$9=\"Contactor Field Drain C-4HD\",'C-4HD-Metric'!E61,IF($C$9=\"Recharger 180HD\",'180HD-Metric'!G61,0))))))))","v":1.8681671956054158},{"$f":"IF($C$9=\"Contactor 100HD\",'100HD-Metric'!K61,IF($C$9=\"Recharger 150XLHD\",'150XLHD-Metric'!K61,IF($C$9=\"Recharger 280HD\",'280HD-Metric'!K61,IF($C$9=\"Recharger 330XLHD\",'330XLHD-Metric'!K61,IF($C$9=\"Recharger 360HD\",'360HD-Metric'!P61,IF($C$9=\"Recharger 902HD\",'902HD-Metric'!P61,IF($C$9=\"Contactor Field Drain C-4HD\",'C-4HD-Metric'!G61,IF($C$9=\"Recharger 180HD\",'180HD-Metric'!K61,0))))))))","v":0.55107612901852698},{"$f":"IF($C$9=\"Contactor 100HD\",'100HD-Metric'!M61,IF($C$9=\"Recharger 150XLHD\",'150XLHD-Metric'!M61,IF($C$9=\"Recharger 280HD\",'280HD-Metric'!M61,IF($C$9=\"Recharger 330XLHD\",'330XLHD-Metric'!M61,IF($C$9=\"Recharger 360HD\",'360HD-Metric'!R61,IF($C$9=\"Recharger 902HD\",'902HD-Metric'!R61,IF($C$9=\"Contactor Field Drain C-4HD\",'C-4HD-Metric'!I61,IF($C$9=\"Recharger 180HD\",'180HD-Metric'!M61,0))))))))","v":2.4192433246239426},{"$f":"IF($C$9=\"Contactor 100HD\",'100HD-Metric'!O61,IF($C$9=\"Recharger 150XLHD\",'150XLHD-Metric'!O61,IF($C$9=\"Recharger 280HD\",'280HD-Metric'!O61,IF($C$9=\"Recharger 330XLHD\",'330XLHD-Metric'!O61,IF($C$9=\"Recharger 360HD\",'360HD-Metric'!T61,IF($C$9=\"Recharger 902HD\",'902HD-Metric'!T61,IF($C$9=\"Contactor Field Drain C-4HD\",'C-4HD-Metric'!K61,IF($C$9=\"Recharger 180HD\",'180HD-Metric'!O61,0))))))))","v":83.433510616922618},{"$f":"IF(A55<0,\"\",C$16+A55/1000)","v":0.93979999999999997},null,null,null,null,null,{"$f":"IF($C$9=\"Contactor 100HD\",'100HD-Metric'!I61,IF($C$9=\"Recharger 150XLHD\",'150XLHD-Metric'!I61,IF($C$9=\"Recharger 280HD\",'280HD-Metric'!I61,IF($C$9=\"Recharger 330XLHD\",'330XLHD-Metric'!I61,IF($C$9=\"Recharger 360HD\",'360HD-Metric'!N61,IF($C$9=\"Recharger 902HD\",'902HD-Metric'!N61,IF($C$9=\"Recharger 180HD\",'180HD-Metric'!I61,\"\")))))))","v":0}]
[{"$f":"IF($C$9=\"Contactor 100HD\",'100HD-Metric'!B62,IF($C$9=\"Recharger 150XLHD\",'150XLHD-Metric'!B62,IF($C$9=\"Recharger 280HD\",'280HD-Metric'!B62,IF($C$9=\"Recharger 330XLHD\",'330XLHD-Metric'!B62,IF($C$9=\"Recharger 360HD\",'360HD-Metric'!B62,IF($C$9=\"Recharger 902HD\",'902HD-Metric'!B62,IF($C$9=\"Contactor Field Drain C-4HD\",'C-4HD-Metric'!B62,IF($C$9=\"Recharger 180HD\",'180HD-Metric'!B62,0))))))))","v":914.4},{"$f":"IF($C$9=\"Contactor 100HD\",'100HD-Metric'!G62,IF($C$9=\"Recharger 150XLHD\",'150XLHD-Metric'!G62,IF($C$9=\"Recharger 280HD\",'280HD-Metric'!G62,IF($C$9=\"Recharger 330XLHD\",'330XLHD-Metric'!G62,IF($C$9=\"Recharger 360HD\",'360HD-Metric'!K62,IF($C$9=\"Recharger 902HD\",'902HD-Metric'!K62,IF($C$9=\"Contactor Field Drain C-4HD\",'C-4HD-Metric'!E62,IF($C$9=\"Recharger 180HD\",'180HD-Metric'!G62,0))))))))","v":1.8692648139264989},{"$f":"IF($C$9=\"Contactor 100HD\",'100HD-Metric'!K62,IF($C$9=\"Recharger 150XLHD\",'150XLHD-Metric'!K62,IF($C$9=\"Recharger 280HD\",'280HD-Metric'!K62,IF($C$9=\"Recharger 330XLHD\",'330XLHD-Metric'!K62,IF($C$9=\"Recharger 360HD\",'360HD-Metric'!P62,IF($C$9=\"Recharger 902HD\",'902HD-Metric'!P62,IF($C$9=\"Contactor Field Drain C-4HD\",'C-4HD-Metric'!G62,IF($C$9=\"Recharger 180HD\",'180HD-Metric'!K62,0))))))))","v":0.55063708169009373},{"$f":"IF($C$9=\"Contactor 100HD\",'100HD-Metric'!M62,IF($C$9=\"Recharger 150XLHD\",'150XLHD-Metric'!M62,IF($C$9=\"Recharger 280HD\",'280HD-Metric'!M62,IF($C$9=\"Recharger 330XLHD\",'330XLHD-Metric'!M62,IF($C$9=\"Recharger 360HD\",'360HD-Metric'!R62,IF($C$9=\"Recharger 902HD\",'902HD-Metric'!R62,IF($C$9=\"Contactor Field Drain C-4HD\",'C-4HD-Metric'!I62,IF($C$9=\"Recharger 180HD\",'180HD-Metric'!M62,0))))))))","v":2.4199018956165927},{"$f":"IF($C$9=\"Contactor 100HD\",'100HD-Metric'!O62,IF($C$9=\"Recharger 150XLHD\",'150XLHD-Metric'!O62,IF($C$9=\"Recharger 280HD\",'280HD-Metric'!O62,IF($C$9=\"Recharger 330XLHD\",'330XLHD-Metric'!O62,IF($C$9=\"Recharger 360HD\",'360HD-Metric'!T62,IF($C$9=\"Recharger 902HD\",'902HD-Metric'!T62,IF($C$9=\"Contactor Field Drain C-4HD\",'C-4HD-Metric'!K62,IF($C$9=\"Recharger 180HD\",'180HD-Metric'!O62,0))))))))","v":81.014267292298669},0.91439999999999999,null,null,null,null,null,{"$f":"IF($C$9=\"Contactor 100HD\",'100HD-Metric'!I62,IF($C$9=\"Recharger 150XLHD\",'150XLHD-Metric'!I62,IF($C$9=\"Recharger 280HD\",'280HD-Metric'!I62,IF($C$9=\"Recharger 330XLHD\",'330XLHD-Metric'!I62,IF($C$9=\"Recharger 360HD\",'360HD-Metric'!N62,IF($C$9=\"Recharger 902HD\",'902HD-Metric'!N62,IF($C$9=\"Recharger 180HD\",'180HD-Metric'!I62,\"\")))))))","v":0}]
[{"$f":"IF($C$9=\"Contactor 100HD\",'100HD-Metric'!B63,IF($C$9=\"Recharger 150XLHD\",'150XLHD-Metric'!B63,IF($C$9=\"Recharger 280HD\",'280HD-Metric'!B63,IF($C$9=\"Recharger 330XLHD\",'330XLHD-Metric'!B63,IF($C$9=\"Recharger 360HD\",'360HD-Metric'!B63,IF($C$9=\"Recharger 902HD\",'902HD-Metric'!B63,IF($C$9=\"Contactor Field Drain C-4HD\",'C-4HD-Metric'!B63,IF($C$9=\"Recharger 180HD\",'180HD-Metric'!B63,0))))))))","v":889},{"$f":"IF($C$9=\"Contactor 100HD\",'100HD-Metric'!G63,IF($C$9=\"Recharger 150XLHD\",'150XLHD-Metric'!G63,IF($C$9=\"Recharger 280HD\",'280HD-Metric'!G63,IF($C$9=\"Recharger 330XLHD\",'330XLHD-Metric'!G63,IF($C$9=\"Recharger 360HD\",'360HD-Metric'!K63,IF($C$9=\"Recharger 902HD\",'902HD-Metric'!K63,IF($C$9=\"Contactor Field Drain C-4HD\",'C-4HD-Metric'!E63,IF($C$9=\"Recharger 180HD\",'180HD-Metric'!G63,0))))))))","v":1.9170258165931657},{"$f":"IF($C$9=\"Contactor 100HD\",'100HD-Metric'!K63,IF($C$9=\"Recharger 150XLHD\",'150XLHD-Metric'!K63,IF($C$9=\"Recharger 280HD\",'280HD-Metric'!K63,IF($C$9=\"Recharger 330XLHD\",'330XLHD-Metric'!K63,IF($C$9=\"Recharger 360HD\",'360HD-Metric'!P63,IF($C$9=\"Recharger 902HD\",'902HD-Metric'!P63,IF($C$9=\"Contactor Field Drain C-4HD\",'C-4HD-Metric'!G63,IF($C$9=\"Recharger 180HD\",'180HD-Metric'!K63,0))))))))","v":0.53153268062342707},{"$f":"IF($C$9=\"Contactor 100HD\",'100HD-Metric'!M63,IF($C$9=\"Recharger 150XLHD\",'150XLHD-Metric'!M63,IF($C$9=\"Recharger 280HD\",'280HD-Metric'!M63,IF($C$9=\"Recharger 330XLHD\",'330XLHD-Metric'!M63,IF($C$9=\"Recharger 360HD\",'360HD-Metric'!R63,IF($C$9=\"Recharger 902HD\",'902HD-Metric'!R63,IF($C$9=\"Contactor Field Drain C-4HD\",'C-4HD-Metric'!I63,IF($C$9=\"Recharger 180HD\",'180HD-Metric'!M63,0))))))))","v":2.448558497216593},{"$f":"IF($C$9=\"Contactor 100HD\",'100HD-Metric'!O63,IF($C$9=\"Recharger 150XLHD\",'150XLHD-Metric'!O63,IF($C$9=\"Recharger 280HD\",'280HD-Metric'!O63,IF($C$9=\"Recharger 330XLHD\",'330XLHD-Metric'!O63,IF($C$9=\"Recharger 360HD\",'360HD-Metric'!T63,IF($C$9=\"Recharger 902HD\",'902HD-Metric'!T63,IF($C$9=\"Contactor Field Drain C-4HD\",'C-4HD-Metric'!K63,IF($C$9=\"Recharger 180HD\",'180HD-Metric'!O63,0))))))))","v":78.594365396682079},0.88900000000000001,null,null,null,null,null,{"$f":"IF($C$9=\"Contactor 100HD\",'100HD-Metric'!I63,IF($C$9=\"Recharger 150XLHD\",'150XLHD-Metric'!I63,IF($C$9=\"Recharger 280HD\",'280HD-Metric'!I63,IF($C$9=\"Recharger 330XLHD\",'330XLHD-Metric'!I63,IF($C$9=\"Recharger 360HD\",'360HD-Metric'!N63,IF($C$9=\"Recharger 902HD\",'902HD-Metric'!N63,IF($C$9=\"Recharger 180HD\",'180HD-Metric'!I63,\"\")))))))","v":0}]
[{"$f":"IF($C$9=\"Contactor 100HD\",'100HD-Metric'!B64,IF($C$9=\"Recharger 150XLHD\",'150XLHD-Metric'!B64,IF($C$9=\"Recharger 280HD\",'280HD-Metric'!B64,IF($C$9=\"Recharger 330XLHD\",'330XLHD-Metric'!B64,IF($C$9=\"Recharger 360HD\",'360HD-Metric'!B64,IF($C$9=\"Recharger 902HD\",'902HD-Metric'!B64,IF($C$9=\"Contactor Field Drain C-4HD\",'C-4HD-Metric'!B64,IF($C$9=\"Recharger 180HD\",'180HD-Metric'!B64,0))))))))","v":863.59999999999991},{"$f":"IF($C$9=\"Contactor 100HD\",'100HD-Metric'!G64,IF($C$9=\"Recharger 150XLHD\",'150XLHD-Metric'!G64,IF($C$9=\"Recharger 280HD\",'280HD-Metric'!G64,IF($C$9=\"Recharger 330XLHD\",'330XLHD-Metric'!G64,IF($C$9=\"Recharger 360HD\",'360HD-Metric'!K64,IF($C$9=\"Recharger 902HD\",'902HD-Metric'!K64,IF($C$9=\"Contactor Field Drain C-4HD\",'C-4HD-Metric'!E64,IF($C$9=\"Recharger 180HD\",'180HD-Metric'!G64,0))))))))","v":1.9159281982720826},{"$f":"IF($C$9=\"Contactor 100HD\",'100HD-Metric'!K64,IF($C$9=\"Recharger 150XLHD\",'150XLHD-Metric'!K64,IF($C$9=\"Recharger 280HD\",'280HD-Metric'!K64,IF($C$9=\"Recharger 330XLHD\",'330XLHD-Metric'!K64,IF($C$9=\"Recharger 360HD\",'360HD-Metric'!P64,IF($C$9=\"Recharger 902HD\",'902HD-Metric'!P64,IF($C$9=\"Contactor Field Drain C-4HD\",'C-4HD-Metric'!G64,IF($C$9=\"Recharger 180HD\",'180HD-Metric'!K64,0))))))))","v":0.53197172795186032},{"$f":"IF($C$9=\"Contactor 100HD\",'100HD-Metric'!M64,IF($C$9=\"Recharger 150XLHD\",'150XLHD-Metric'!M64,IF($C$9=\"Recharger 280HD\",'280HD-Metric'!M64,IF($C$9=\"Recharger 330XLHD\",'330XLHD-Metric'!M64,IF($C$9=\"Recharger 360HD\",'360HD-Metric'!R64,IF($C$9=\"Recharger 902HD\",'902HD-Metric'!R64,IF($C$9=\"Contactor Field Drain C-4HD\",'C-4HD-Metric'!I64,IF($C$9=\"Recharger 180HD\",'180HD-Metric'!M64,0))))))))","v":2.4478999262239425},{"$f":"IF($C$9=\"Contactor 100HD\",'100HD-Metric'!O64,IF($C$9=\"Recharger 150XLHD\",'150XLHD-Metric'!O64,IF($C$9=\"Recharger 280HD\",'280HD-Metric'!O64,IF($C$9=\"Recharger 330XLHD\",'330XLHD-Metric'!O64,IF($C$9=\"Recharger 360HD\",'360HD-Metric'!T64,IF($C$9=\"Recharger 902HD\",'902HD-Metric'!T64,IF($C$9=\"Contactor Field Drain C-4HD\",'C-4HD-Metric'!K64,IF($C$9=\"Recharger 180HD\",'180HD-Metric'!O64,0))))))))","v":76.145806899465498},0.86359999999999992,null,null,null,null,null,{"$f":"IF($C$9=\"Contactor 100HD\",'100HD-Metric'!I64,IF($C$9=\"Recharger 150XLHD\",'150XLHD-Metric'!I64,IF($C$9=\"Recharger 280HD\",'280HD-Metric'!I64,IF($C$9=\"Recharger 330XLHD\",'330XLHD-Metric'!I64,IF($C$9=\"Recharger 360HD\",'360HD-Metric'!N64,IF($C$9=\"Recharger 902HD\",'902HD-Metric'!N64,IF($C$9=\"Recharger 180HD\",'180HD-Metric'!I64,\"\")))))))","v":0}]
[{"$f":"IF($C$9=\"Contactor 100HD\",'100HD-Metric'!B65,IF($C$9=\"Recharger 150XLHD\",'150XLHD-Metric'!B65,IF($C$9=\"Recharger 280HD\",'280HD-Metric'!B65,IF($C$9=\"Recharger 330XLHD\",'330XLHD-Metric'!B65,IF($C$9=\"Recharger 360HD\",'360HD-Metric'!B65,IF($C$9=\"Recharger 902HD\",'902HD-Metric'!B65,IF($C$9=\"Contactor Field Drain C-4HD\",'C-4HD-Metric'!B65,IF($C$9=\"Recharger 180HD\",'180HD-Metric'!B65,0))))))))","v":838.19999999999993},{"$f":"IF($C$9=\"Contactor 100HD\",'100HD-Metric'!G65,IF($C$9=\"Recharger 150XLHD\",'150XLHD-Metric'!G65,IF($C$9=\"Recharger 280HD\",'280HD-Metric'!G65,IF($C$9=\"Recharger 330XLHD\",'330XLHD-Metric'!G65,IF($C$9=\"Recharger 360HD\",'360HD-Metric'!K65,IF($C$9=\"Recharger 902HD\",'902HD-Metric'!K65,IF($C$9=\"Contactor Field Drain C-4HD\",'C-4HD-Metric'!E65,IF($C$9=\"Recharger 180HD\",'180HD-Metric'!G65,0))))))))","v":1.9647868192598319},{"$f":"IF($C$9=\"Contactor 100HD\",'100HD-Metric'!K65,IF($C$9=\"Recharger 150XLHD\",'150XLHD-Metric'!K65,IF($C$9=\"Recharger 280HD\",'280HD-Metric'!K65,IF($C$9=\"Recharger 330XLHD\",'330XLHD-Metric'!K65,IF($C$9=\"Recharger 360HD\",'360HD-Metric'!P65,IF($C$9=\"Recharger 902HD\",'902HD-Metric'!P65,IF($C$9=\"Contactor Field Drain C-4HD\",'C-4HD-Metric'!G65,IF($C$9=\"Recharger 180HD\",'180HD-Metric'!K65,0))))))))","v":0.51242827955676051},{"$f":"IF($C$9=\"Contactor 100HD\",'100HD-Metric'!M65,IF($C$9=\"Recharger 150XLHD\",'150XLHD-Metric'!M65,IF($C$9=\"Recharger 280HD\",'280HD-Metric'!M65,IF($C$9=\"Recharger 330XLHD\",'330XLHD-Metric'!M65,IF($C$9=\"Recharger 360HD\",'360HD-Metric'!R65,IF($C$9=\"Recharger 902HD\",'902HD-Metric'!R65,IF($C$9=\"Contactor Field Drain C-4HD\",'C-4HD-Metric'!I65,IF($C$9=\"Recharger 180HD\",'180HD-Metric'!M65,0))))))))","v":2.477215098816592},{"$f":"IF($C$9=\"Contactor 100HD\",'100HD-Metric'!O65,IF($C$9=\"Recharger 150XLHD\",'150XLHD-Metric'!O65,IF($C$9=\"Recharger 280HD\",'280HD-Metric'!O65,IF($C$9=\"Recharger 330XLHD\",'330XLHD-Metric'!O65,IF($C$9=\"Recharger 360HD\",'360HD-Metric'!T65,IF($C$9=\"Recharger 902HD\",'902HD-Metric'!T65,IF($C$9=\"Contactor Field Drain C-4HD\",'C-4HD-Metric'!K65,IF($C$9=\"Recharger 180HD\",'180HD-Metric'!O65,0))))))))","v":73.697906973241558},0.83819999999999995,null,null,null,null,null,{"$f":"IF($C$9=\"Contactor 100HD\",'100HD-Metric'!I65,IF($C$9=\"Recharger 150XLHD\",'150XLHD-Metric'!I65,IF($C$9=\"Recharger 280HD\",'280HD-Metric'!I65,IF($C$9=\"Recharger 330XLHD\",'330XLHD-Metric'!I65,IF($C$9=\"Recharger 360HD\",'360HD-Metric'!N65,IF($C$9=\"Recharger 902HD\",'902HD-Metric'!N65,IF($C$9=\"Recharger 180HD\",'180HD-Metric'!I65,\"\")))))))","v":0}]
[{"$f":"IF($C$9=\"Contactor 100HD\",'100HD-Metric'!B66,IF($C$9=\"Recharger 150XLHD\",'150XLHD-Metric'!B66,IF($C$9=\"Recharger 280HD\",'280HD-Metric'!B66,IF($C$9=\"Recharger 330XLHD\",'330XLHD-Metric'!B66,IF($C$9=\"Recharger 360HD\",'360HD-Metric'!B66,IF($C$9=\"Recharger 902HD\",'902HD-Metric'!B66,IF($C$9=\"Contactor Field Drain C-4HD\",'C-4HD-Metric'!B66,IF($C$9=\"Recharger 180HD\",'180HD-Metric'!B66,0))))))))","v":812.8},{"$f":"IF($C$9=\"Contactor 100HD\",'100HD-Metric'!G66,IF($C$9=\"Recharger 150XLHD\",'150XLHD-Metric'!G66,IF($C$9=\"Recharger 280HD\",'280HD-Metric'!G66,IF($C$9=\"Recharger 330XLHD\",'330XLHD-Metric'!G66,IF($C$9=\"Recharger 360HD\",'360HD-Metric'!K66,IF($C$9=\"Recharger 902HD\",'902HD-Metric'!K66,IF($C$9=\"Contactor Field Drain C-4HD\",'C-4HD-Metric'!E66,IF($C$9=\"Recharger 180HD\",'180HD-Metric'!G66,0))))))))","v":1.9647868192598319},{"$f":"IF($C$9=\"Contactor 100HD\",'100HD-Metric'!K66,IF($C$9=\"Recharger 150XLHD\",'150XLHD-Metric'!K66,IF($C$9=\"Recharger 280HD\",'280HD-Metric'!K66,IF($C$9=\"Recharger 330XLHD\",'330XLHD-Metric'!K66,IF($C$9=\"Recharger 360HD\",'360HD-Metric'!P66,IF($C$9=\"Recharger 902HD\",'902HD-Metric'!P66,IF($C$9=\"Contactor Field Drain C-4HD\",'C-4HD-Metric'!G66,IF($C$9=\"Recharger 180HD\",'180HD-Metric'!K66,0))))))))","v":0.51242827955676051},{"$f":"IF($C$9=\"Contactor 100HD\",'100HD-Metric'!M66,IF($C$9=\"Recharger 150XLHD\",'150XLHD-Metric'!M66,IF($C$9=\"Recharger 280HD\",'280HD-Metric'!M66,IF($C$9=\"Recharger 330XLHD\",'330XLHD-Metric'!M66,IF($C$9=\"Recharger 360HD\",'360HD-Metric'!R66,IF($C$9=\"Recharger 902HD\",'902HD-Metric'!R66,IF($C$9=\"Contactor Field Drain C-4HD\",'C-4HD-Metric'!I66,IF($C$9=\"Recharger 180HD\",'180HD-Metric'!M66,0))))))))","v":2.477215098816592},{"$f":"IF($C$9=\"Contactor 100HD\",'100HD-Metric'!O66,IF($C$9=\"Recharger 150XLHD\",'150XLHD-Metric'!O66,IF($C$9=\"Recharger 280HD\",'280HD-Metric'!O66,IF($C$9=\"Recharger 330XLHD\",'330XLHD-Metric'!O66,IF($C$9=\"Recharger 360HD\",'360HD-Metric'!T66,IF($C$9=\"Recharger 902HD\",'902HD-Metric'!T66,IF($C$9=\"Contactor Field Drain C-4HD\",'C-4HD-Metric'!K66,IF($C$9=\"Recharger 180HD\",'180HD-Metric'!O66,0))))))))","v":71.220691874424958},0.81279999999999997,null,null,null,null,null,{"$f":"IF($C$9=\"Contactor 100HD\",'100HD-Metric'!I66,IF($C$9=\"Recharger 150XLHD\",'150XLHD-Metric'!I66,IF($C$9=\"Recharger 280HD\",'280HD-Metric'!I66,IF($C$9=\"Recharger 330XLHD\",'330XLHD-Metric'!I66,IF($C$9=\"Recharger 360HD\",'360HD-Metric'!N66,IF($C$9=\"Recharger 902HD\",'902HD-Metric'!N66,IF($C$9=\"Recharger 180HD\",'180HD-Metric'!I66,\"\")))))))","v":0}]
[{"$f":"IF($C$9=\"Contactor 100HD\",'100HD-Metric'!B67,IF($C$9=\"Recharger 150XLHD\",'150XLHD-Metric'!B67,IF($C$9=\"Recharger 280HD\",'280HD-Metric'!B67,IF($C$9=\"Recharger 330XLHD\",'330XLHD-Metric'!B67,IF($C$9=\"Recharger 360HD\",'360HD-Metric'!B67,IF($C$9=\"Recharger 902HD\",'902HD-Metric'!B67,IF($C$9=\"Contactor Field Drain C-4HD\",'C-4HD-Metric'!B67,IF($C$9=\"Recharger 180HD\",'180HD-Metric'!B67,0))))))))","v":787.4},{"$f":"IF($C$9=\"Contactor 100HD\",'100HD-Metric'!G67,IF($C$9=\"Recharger 150XLHD\",'150XLHD-Metric'!G67,IF($C$9=\"Recharger 280HD\",'280HD-Metric'!G67,IF($C$9=\"Recharger 330XLHD\",'330XLHD-Metric'!G67,IF($C$9=\"Recharger 360HD\",'360HD-Metric'!K67,IF($C$9=\"Recharger 902HD\",'902HD-Metric'!K67,IF($C$9=\"Contactor Field Drain C-4HD\",'C-4HD-Metric'!E67,IF($C$9=\"Recharger 180HD\",'180HD-Metric'!G67,0))))))))","v":1.965884437580915},{"$f":"IF($C$9=\"Contactor 100HD\",'100HD-Metric'!K67,IF($C$9=\"Recharger 150XLHD\",'150XLHD-Metric'!K67,IF($C$9=\"Recharger 280HD\",'280HD-Metric'!K67,IF($C$9=\"Recharger 330XLHD\",'330XLHD-Metric'!K67,IF($C$9=\"Recharger 360HD\",'360HD-Metric'!P67,IF($C$9=\"Recharger 902HD\",'902HD-Metric'!P67,IF($C$9=\"Contactor Field Drain C-4HD\",'C-4HD-Metric'!G67,IF($C$9=\"Recharger 180HD\",'180HD-Metric'!K67,0))))))))","v":0.51198923222832726},{"$f":"IF($C$9=\"Contactor 100HD\",'100HD-Metric'!M67,IF($C$9=\"Recharger 150XLHD\",'150XLHD-Metric'!M67,IF($C$9=\"Recharger 280HD\",'280HD-Metric'!M67,IF($C$9=\"Recharger 330XLHD\",'330XLHD-Metric'!M67,IF($C$9=\"Recharger 360HD\",'360HD-Metric'!R67,IF($C$9=\"Recharger 902HD\",'902HD-Metric'!R67,IF($C$9=\"Contactor Field Drain C-4HD\",'C-4HD-Metric'!I67,IF($C$9=\"Recharger 180HD\",'180HD-Metric'!M67,0))))))))","v":2.4778736698092425},{"$f":"IF($C$9=\"Contactor 100HD\",'100HD-Metric'!O67,IF($C$9=\"Recharger 150XLHD\",'150XLHD-Metric'!O67,IF($C$9=\"Recharger 280HD\",'280HD-Metric'!O67,IF($C$9=\"Recharger 330XLHD\",'330XLHD-Metric'!O67,IF($C$9=\"Recharger 360HD\",'360HD-Metric'!T67,IF($C$9=\"Recharger 902HD\",'902HD-Metric'!T67,IF($C$9=\"Contactor Field Drain C-4HD\",'C-4HD-Metric'!K67,IF($C$9=\"Recharger 180HD\",'180HD-Metric'!O67,0))))))))","v":68.743476775608357},0.78739999999999999,null,null,null,null,null,{"$f":"IF($C$9=\"Contactor 100HD\",'100HD-Metric'!I67,IF($C$9=\"Recharger 150XLHD\",'150XLHD-Metric'!I67,IF($C$9=\"Recharger 280HD\",'280HD-Metric'!I67,IF($C$9=\"Recharger 330XLHD\",'330XLHD-Metric'!I67,IF($C$9=\"Recharger 360HD\",'360HD-Metric'!N67,IF($C$9=\"Recharger 902HD\",'902HD-Metric'!N67,IF($C$9=\"Recharger 180HD\",'180HD-Metric'!I67,\"\")))))))","v":0}]
[{"$f":"IF($C$9=\"Contactor 100HD\",'100HD-Metric'!B68,IF($C$9=\"Recharger 150XLHD\",'150XLHD-Metric'!B68,IF($C$9=\"Recharger 280HD\",'280HD-Metric'!B68,IF($C$9=\"Recharger 330XLHD\",'330XLHD-Metric'!B68,IF($C$9=\"Recharger 360HD\",'360HD-Metric'!B68,IF($C$9=\"Recharger 902HD\",'902HD-Metric'!B68,IF($C$9=\"Contactor Field Drain C-4HD\",'C-4HD-Metric'!B68,IF($C$9=\"Recharger 180HD\",'180HD-Metric'!B68,0))))))))","v":762},{"$f":"IF($C$9=\"Contactor 100HD\",'100HD-Metric'!G68,IF($C$9=\"Recharger 150XLHD\",'150XLHD-Metric'!G68,IF($C$9=\"Recharger 280HD\",'280HD-Metric'!G68,IF($C$9=\"Recharger 330XLHD\",'330XLHD-Metric'!G68,IF($C$9=\"Recharger 360HD\",'360HD-Metric'!K68,IF($C$9=\"Recharger 902HD\",'902HD-Metric'!K68,IF($C$9=\"Contactor Field Drain C-4HD\",'C-4HD-Metric'!E68,IF($C$9=\"Recharger 180HD\",'180HD-Metric'!G68,0))))))))","v":2.0125478219264989},{"$f":"IF($C$9=\"Contactor 100HD\",'100HD-Metric'!K68,IF($C$9=\"Recharger 150XLHD\",'150XLHD-Metric'!K68,IF($C$9=\"Recharger 280HD\",'280HD-Metric'!K68,IF($C$9=\"Recharger 330XLHD\",'330XLHD-Metric'!K68,IF($C$9=\"Recharger 360HD\",'360HD-Metric'!P68,IF($C$9=\"Recharger 902HD\",'902HD-Metric'!P68,IF($C$9=\"Contactor Field Drain C-4HD\",'C-4HD-Metric'!G68,IF($C$9=\"Recharger 180HD\",'180HD-Metric'!K68,0))))))))","v":0.49332387849009385},{"$f":"IF($C$9=\"Contactor 100HD\",'100HD-Metric'!M68,IF($C$9=\"Recharger 150XLHD\",'150XLHD-Metric'!M68,IF($C$9=\"Recharger 280HD\",'280HD-Metric'!M68,IF($C$9=\"Recharger 330XLHD\",'330XLHD-Metric'!M68,IF($C$9=\"Recharger 360HD\",'360HD-Metric'!R68,IF($C$9=\"Recharger 902HD\",'902HD-Metric'!R68,IF($C$9=\"Contactor Field Drain C-4HD\",'C-4HD-Metric'!I68,IF($C$9=\"Recharger 180HD\",'180HD-Metric'!M68,0))))))))","v":2.5058717004165922},{"$f":"IF($C$9=\"Contactor 100HD\",'100HD-Metric'!O68,IF($C$9=\"Recharger 150XLHD\",'150XLHD-Metric'!O68,IF($C$9=\"Recharger 280HD\",'280HD-Metric'!O68,IF($C$9=\"Recharger 330XLHD\",'330XLHD-Metric'!O68,IF($C$9=\"Recharger 360HD\",'360HD-Metric'!T68,IF($C$9=\"Recharger 902HD\",'902HD-Metric'!T68,IF($C$9=\"Contactor Field Drain C-4HD\",'C-4HD-Metric'!K68,IF($C$9=\"Recharger 180HD\",'180HD-Metric'!O68,0))))))))","v":66.265603105799116},0.76200000000000001,null,null,null,null,null,{"$f":"IF($C$9=\"Contactor 100HD\",'100HD-Metric'!I68,IF($C$9=\"Recharger 150XLHD\",'150XLHD-Metric'!I68,IF($C$9=\"Recharger 280HD\",'280HD-Metric'!I68,IF($C$9=\"Recharger 330XLHD\",'330XLHD-Metric'!I68,IF($C$9=\"Recharger 360HD\",'360HD-Metric'!N68,IF($C$9=\"Recharger 902HD\",'902HD-Metric'!N68,IF($C$9=\"Recharger 180HD\",'180HD-Metric'!I68,\"\")))))))","v":0}]
[{"$f":"IF($C$9=\"Contactor 100HD\",'100HD-Metric'!B69,IF($C$9=\"Recharger 150XLHD\",'150XLHD-Metric'!B69,IF($C$9=\"Recharger 280HD\",'280HD-Metric'!B69,IF($C$9=\"Recharger 330XLHD\",'330XLHD-Metric'!B69,IF($C$9=\"Recharger 360HD\",'360HD-Metric'!B69,IF($C$9=\"Recharger 902HD\",'902HD-Metric'!B69,IF($C$9=\"Contactor Field Drain C-4HD\",'C-4HD-Metric'!B69,IF($C$9=\"Recharger 180HD\",'180HD-Metric'!B69,0))))))))","v":736.59999999999991},{"$f":"IF($C$9=\"Contactor 100HD\",'100HD-Metric'!G69,IF($C$9=\"Recharger 150XLHD\",'150XLHD-Metric'!G69,IF($C$9=\"Recharger 280HD\",'280HD-Metric'!G69,IF($C$9=\"Recharger 330XLHD\",'330XLHD-Metric'!G69,IF($C$9=\"Recharger 360HD\",'360HD-Metric'!K69,IF($C$9=\"Recharger 902HD\",'902HD-Metric'!K69,IF($C$9=\"Contactor Field Drain C-4HD\",'C-4HD-Metric'!E69,IF($C$9=\"Recharger 180HD\",'180HD-Metric'!G69,0))))))))","v":2.0125478219264989},{"$f":"IF($C$9=\"Contactor 100HD\",'100HD-Metric'!K69,IF($C$9=\"Recharger 150XLHD\",'150XLHD-Metric'!K69,IF($C$9=\"Recharger 280HD\",'280HD-Metric'!K69,IF($C$9=\"Recharger 330XLHD\",'330XLHD-Metric'!K69,IF($C$9=\"Recharger 360HD\",'360HD-Metric'!P69,IF($C$9=\"Recharger 902HD\",'902HD-Metric'!P69,IF($C$9=\"Contactor Field Drain C-4HD\",'C-4HD-Metric'!G69,IF($C$9=\"Recharger 180HD\",'180HD-Metric'!K69,0))))))))","v":0.49332387849009385},{"$f":"IF($C$9=\"Contactor 100HD\",'100HD-Metric'!M69,IF($C$9=\"Recharger 150XLHD\",'150XLHD-Metric'!M69,IF($C$9=\"Recharger 280HD\",'280HD-Metric'!M69,IF($C$9=\"Recharger 330XLHD\",'330XLHD-Metric'!M69,IF($C$9=\"Recharger 360HD\",'360HD-Metric'!R69,IF($C$9=\"Recharger 902HD\",'902HD-Metric'!R69,IF($C$9=\"Contactor Field Drain C-4HD\",'C-4HD-Metric'!I69,IF($C$9=\"Recharger 180HD\",'180HD-Metric'!M69,0))))))))","v":2.5058717004165922},{"$f":"IF($C$9=\"Contactor 100HD\",'100HD-Metric'!O69,IF($C$9=\"Recharger 150XLHD\",'150XLHD-Metric'!O69,IF($C$9=\"Recharger 280HD\",'280HD-Metric'!O69,IF($C$9=\"Recharger 330XLHD\",'330XLHD-Metric'!O69,IF($C$9=\"Recharger 360HD\",'360HD-Metric'!T69,IF($C$9=\"Recharger 902HD\",'902HD-Metric'!T69,IF($C$9=\"Contactor Field Drain C-4HD\",'C-4HD-Metric'!K69,IF($C$9=\"Recharger 180HD\",'180HD-Metric'!O69,0))))))))","v":63.759731405382531},0.73659999999999992,null,null,null,null,null,{"$f":"IF($C$9=\"Contactor 100HD\",'100HD-Metric'!I69,IF($C$9=\"Recharger 150XLHD\",'150XLHD-Metric'!I69,IF($C$9=\"Recharger 280HD\",'280HD-Metric'!I69,IF($C$9=\"Recharger 330XLHD\",'330XLHD-Metric'!I69,IF($C$9=\"Recharger 360HD\",'360HD-Metric'!N69,IF($C$9=\"Recharger 902HD\",'902HD-Metric'!N69,IF($C$9=\"Recharger 180HD\",'180HD-Metric'!I69,\"\")))))))","v":0}]
[{"$f":"IF($C$9=\"Contactor 100HD\",'100HD-Metric'!B70,IF($C$9=\"Recharger 150XLHD\",'150XLHD-Metric'!B70,IF($C$9=\"Recharger 280HD\",'280HD-Metric'!B70,IF($C$9=\"Recharger 330XLHD\",'330XLHD-Metric'!B70,IF($C$9=\"Recharger 360HD\",'360HD-Metric'!B70,IF($C$9=\"Recharger 902HD\",'902HD-Metric'!B70,IF($C$9=\"Contactor Field Drain C-4HD\",'C-4HD-Metric'!B70,IF($C$9=\"Recharger 180HD\",'180HD-Metric'!B70,0))))))))","v":711.19999999999993},{"$f":"IF($C$9=\"Contactor 100HD\",'100HD-Metric'!G70,IF($C$9=\"Recharger 150XLHD\",'150XLHD-Metric'!G70,IF($C$9=\"Recharger 280HD\",'280HD-Metric'!G70,IF($C$9=\"Recharger 330XLHD\",'330XLHD-Metric'!G70,IF($C$9=\"Recharger 360HD\",'360HD-Metric'!K70,IF($C$9=\"Recharger 902HD\",'902HD-Metric'!K70,IF($C$9=\"Contactor Field Drain C-4HD\",'C-4HD-Metric'!E70,IF($C$9=\"Recharger 180HD\",'180HD-Metric'!G70,0))))))))","v":2.0125478219264989},{"$f":"IF($C$9=\"Contactor 100HD\",'100HD-Metric'!K70,IF($C$9=\"Recharger 150XLHD\",'150XLHD-Metric'!K70,IF($C$9=\"Recharger 280HD\",'280HD-Metric'!K70,IF($C$9=\"Recharger 330XLHD\",'330XLHD-Metric'!K70,IF($C$9=\"Recharger 360HD\",'360HD-Metric'!P70,IF($C$9=\"Recharger 902HD\",'902HD-Metric'!P70,IF($C$9=\"Contactor Field Drain C-4HD\",'C-4HD-Metric'!G70,IF($C$9=\"Recharger 180HD\",'180HD-Metric'!K70,0))))))))","v":0.49332387849009385},{"$f":"IF($C$9=\"Contactor 100HD\",'100HD-Metric'!M70,IF($C$9=\"Recharger 150XLHD\",'150XLHD-Metric'!M70,IF($C$9=\"Recharger 280HD\",'280HD-Metric'!M70,IF($C$9=\"Recharger 330XLHD\",'330XLHD-Metric'!M70,IF($C$9=\"Recharger 360HD\",'360HD-Metric'!R70,IF($C$9=\"Recharger 902HD\",'902HD-Metric'!R70,IF($C$9=\"Contactor Field Drain C-4HD\",'C-4HD-Metric'!I70,IF($C$9=\"Recharger 180HD\",'180HD-Metric'!M70,0))))))))","v":2.5058717004165922},{"$f":"IF($C$9=\"Contactor 100HD\",'100HD-Metric'!O70,IF($C$9=\"Recharger 150XLHD\",'150XLHD-Metric'!O70,IF($C$9=\"Recharger 280HD\",'280HD-Metric'!O70,IF($C$9=\"Recharger 330XLHD\",'330XLHD-Metric'!O70,IF($C$9=\"Recharger 360HD\",'360HD-Metric'!T70,IF($C$9=\"Recharger 902HD\",'902HD-Metric'!T70,IF($C$9=\"Contactor Field Drain C-4HD\",'C-4HD-Metric'!K70,IF($C$9=\"Recharger 180HD\",'180HD-Metric'!O70,0))))))))","v":61.25385970496594},0.71119999999999994,null,null,null,null,null,{"$f":"IF($C$9=\"Contactor 100HD\",'100HD-Metric'!I70,IF($C$9=\"Recharger 150XLHD\",'150XLHD-Metric'!I70,IF($C$9=\"Recharger 280HD\",'280HD-Metric'!I70,IF($C$9=\"Recharger 330XLHD\",'330XLHD-Metric'!I70,IF($C$9=\"Recharger 360HD\",'360HD-Metric'!N70,IF($C$9=\"Recharger 902HD\",'902HD-Metric'!N70,IF($C$9=\"Recharger 180HD\",'180HD-Metric'!I70,\"\")))))))","v":0}]
[{"$f":"IF($C$9=\"Contactor 100HD\",'100HD-Metric'!B71,IF($C$9=\"Recharger 150XLHD\",'150XLHD-Metric'!B71,IF($C$9=\"Recharger 280HD\",'280HD-Metric'!B71,IF($C$9=\"Recharger 330XLHD\",'330XLHD-Metric'!B71,IF($C$9=\"Recharger 360HD\",'360HD-Metric'!B71,IF($C$9=\"Recharger 902HD\",'902HD-Metric'!B71,IF($C$9=\"Contactor Field Drain C-4HD\",'C-4HD-Metric'!B71,IF($C$9=\"Recharger 180HD\",'180HD-Metric'!B71,0))))))))","v":685.8},{"$f":"IF($C$9=\"Contactor 100HD\",'100HD-Metric'!G71,IF($C$9=\"Recharger 150XLHD\",'150XLHD-Metric'!G71,IF($C$9=\"Recharger 280HD\",'280HD-Metric'!G71,IF($C$9=\"Recharger 330XLHD\",'330XLHD-Metric'!G71,IF($C$9=\"Recharger 360HD\",'360HD-Metric'!K71,IF($C$9=\"Recharger 902HD\",'902HD-Metric'!K71,IF($C$9=\"Contactor Field Drain C-4HD\",'C-4HD-Metric'!E71,IF($C$9=\"Recharger 180HD\",'180HD-Metric'!G71,0))))))))","v":2.0603088245931658},{"$f":"IF($C$9=\"Contactor 100HD\",'100HD-Metric'!K71,IF($C$9=\"Recharger 150XLHD\",'150XLHD-Metric'!K71,IF($C$9=\"Recharger 280HD\",'280HD-Metric'!K71,IF($C$9=\"Recharger 330XLHD\",'330XLHD-Metric'!K71,IF($C$9=\"Recharger 360HD\",'360HD-Metric'!P71,IF($C$9=\"Recharger 902HD\",'902HD-Metric'!P71,IF($C$9=\"Contactor Field Drain C-4HD\",'C-4HD-Metric'!G71,IF($C$9=\"Recharger 180HD\",'180HD-Metric'!K71,0))))))))","v":0.47421947742342718},{"$f":"IF($C$9=\"Contactor 100HD\",'100HD-Metric'!M71,IF($C$9=\"Recharger 150XLHD\",'150XLHD-Metric'!M71,IF($C$9=\"Recharger 280HD\",'280HD-Metric'!M71,IF($C$9=\"Recharger 330XLHD\",'330XLHD-Metric'!M71,IF($C$9=\"Recharger 360HD\",'360HD-Metric'!R71,IF($C$9=\"Recharger 902HD\",'902HD-Metric'!R71,IF($C$9=\"Contactor Field Drain C-4HD\",'C-4HD-Metric'!I71,IF($C$9=\"Recharger 180HD\",'180HD-Metric'!M71,0))))))))","v":2.5345283020165921},{"$f":"IF($C$9=\"Contactor 100HD\",'100HD-Metric'!O71,IF($C$9=\"Recharger 150XLHD\",'150XLHD-Metric'!O71,IF($C$9=\"Recharger 280HD\",'280HD-Metric'!O71,IF($C$9=\"Recharger 330XLHD\",'330XLHD-Metric'!O71,IF($C$9=\"Recharger 360HD\",'360HD-Metric'!T71,IF($C$9=\"Recharger 902HD\",'902HD-Metric'!T71,IF($C$9=\"Contactor Field Drain C-4HD\",'C-4HD-Metric'!K71,IF($C$9=\"Recharger 180HD\",'180HD-Metric'!O71,0))))))))","v":58.747988004549356},0.68579999999999997,null,null,null,null,null,{"$f":"IF($C$9=\"Contactor 100HD\",'100HD-Metric'!I71,IF($C$9=\"Recharger 150XLHD\",'150XLHD-Metric'!I71,IF($C$9=\"Recharger 280HD\",'280HD-Metric'!I71,IF($C$9=\"Recharger 330XLHD\",'330XLHD-Metric'!I71,IF($C$9=\"Recharger 360HD\",'360HD-Metric'!N71,IF($C$9=\"Recharger 902HD\",'902HD-Metric'!N71,IF($C$9=\"Recharger 180HD\",'180HD-Metric'!I71,\"\")))))))","v":0}]
[{"$f":"IF($C$9=\"Contactor 100HD\",'100HD-Metric'!B72,IF($C$9=\"Recharger 150XLHD\",'150XLHD-Metric'!B72,IF($C$9=\"Recharger 280HD\",'280HD-Metric'!B72,IF($C$9=\"Recharger 330XLHD\",'330XLHD-Metric'!B72,IF($C$9=\"Recharger 360HD\",'360HD-Metric'!B72,IF($C$9=\"Recharger 902HD\",'902HD-Metric'!B72,IF($C$9=\"Contactor Field Drain C-4HD\",'C-4HD-Metric'!B72,IF($C$9=\"Recharger 180HD\",'180HD-Metric'!B72,0))))))))","v":660.4},{"$f":"IF($C$9=\"Contactor 100HD\",'100HD-Metric'!G72,IF($C$9=\"Recharger 150XLHD\",'150XLHD-Metric'!G72,IF($C$9=\"Recharger 280HD\",'280HD-Metric'!G72,IF($C$9=\"Recharger 330XLHD\",'330XLHD-Metric'!G72,IF($C$9=\"Recharger 360HD\",'360HD-Metric'!K72,IF($C$9=\"Recharger 902HD\",'902HD-Metric'!K72,IF($C$9=\"Contactor Field Drain C-4HD\",'C-4HD-Metric'!E72,IF($C$9=\"Recharger 180HD\",'180HD-Metric'!G72,0))))))))","v":2.0603088245931658},{"$f":"IF($C$9=\"Contactor 100HD\",'100HD-Metric'!K72,IF($C$9=\"Recharger 150XLHD\",'150XLHD-Metric'!K72,IF($C$9=\"Recharger 280HD\",'280HD-Metric'!K72,IF($C$9=\"Recharger 330XLHD\",'330XLHD-Metric'!K72,IF($C$9=\"Recharger 360HD\",'360HD-Metric'!P72,IF($C$9=\"Recharger 902HD\",'902HD-Metric'!P72,IF($C$9=\"Contactor Field Drain C-4HD\",'C-4HD-Metric'!G72,IF($C$9=\"Recharger 180HD\",'180HD-Metric'!K72,0))))))))","v":0.47421947742342718},{"$f":"IF($C$9=\"Contactor 100HD\",'100HD-Metric'!M72,IF($C$9=\"Recharger 150XLHD\",'150XLHD-Metric'!M72,IF($C$9=\"Recharger 280HD\",'280HD-Metric'!M72,IF($C$9=\"Recharger 330XLHD\",'330XLHD-Metric'!M72,IF($C$9=\"Recharger 360HD\",'360HD-Metric'!R72,IF($C$9=\"Recharger 902HD\",'902HD-Metric'!R72,IF($C$9=\"Contactor Field Drain C-4HD\",'C-4HD-Metric'!I72,IF($C$9=\"Recharger 180HD\",'180HD-Metric'!M72,0))))))))","v":2.5345283020165921},{"$f":"IF($C$9=\"Contactor 100HD\",'100HD-Metric'!O72,IF($C$9=\"Recharger 150XLHD\",'150XLHD-Metric'!O72,IF($C$9=\"Recharger 280HD\",'280HD-Metric'!O72,IF($C$9=\"Recharger 330XLHD\",'330XLHD-Metric'!O72,IF($C$9=\"Recharger 360HD\",'360HD-Metric'!T72,IF($C$9=\"Recharger 902HD\",'902HD-Metric'!T72,IF($C$9=\"Contactor Field Drain C-4HD\",'C-4HD-Metric'!K72,IF($C$9=\"Recharger 180HD\",'180HD-Metric'!O72,0))))))))","v":56.213459702532759},0.66039999999999999,null,null,null,null,null,{"$f":"IF($C$9=\"Contactor 100HD\",'100HD-Metric'!I72,IF($C$9=\"Recharger 150XLHD\",'150XLHD-Metric'!I72,IF($C$9=\"Recharger 280HD\",'280HD-Metric'!I72,IF($C$9=\"Recharger 330XLHD\",'330XLHD-Metric'!I72,IF($C$9=\"Recharger 360HD\",'360HD-Metric'!N72,IF($C$9=\"Recharger 902HD\",'902HD-Metric'!N72,IF($C$9=\"Recharger 180HD\",'180HD-Metric'!I72,\"\")))))))","v":0}]
[{"$f":"IF($C$9=\"Contactor 100HD\",'100HD-Metric'!B73,IF($C$9=\"Recharger 150XLHD\",'150XLHD-Metric'!B73,IF($C$9=\"Recharger 280HD\",'280HD-Metric'!B73,IF($C$9=\"Recharger 330XLHD\",'330XLHD-Metric'!B73,IF($C$9=\"Recharger 360HD\",'360HD-Metric'!B73,IF($C$9=\"Recharger 902HD\",'902HD-Metric'!B73,IF($C$9=\"Contactor Field Drain C-4HD\",'C-4HD-Metric'!B73,IF($C$9=\"Recharger 180HD\",'180HD-Metric'!B73,0))))))))","v":635},{"$f":"IF($C$9=\"Contactor 100HD\",'100HD-Metric'!G73,IF($C$9=\"Recharger 150XLHD\",'150XLHD-Metric'!G73,IF($C$9=\"Recharger 280HD\",'280HD-Metric'!G73,IF($C$9=\"Recharger 330XLHD\",'330XLHD-Metric'!G73,IF($C$9=\"Recharger 360HD\",'360HD-Metric'!K73,IF($C$9=\"Recharger 902HD\",'902HD-Metric'!K73,IF($C$9=\"Contactor Field Drain C-4HD\",'C-4HD-Metric'!E73,IF($C$9=\"Recharger 180HD\",'180HD-Metric'!G73,0))))))))","v":2.1091674455809151},{"$f":"IF($C$9=\"Contactor 100HD\",'100HD-Metric'!K73,IF($C$9=\"Recharger 150XLHD\",'150XLHD-Metric'!K73,IF($C$9=\"Recharger 280HD\",'280HD-Metric'!K73,IF($C$9=\"Recharger 330XLHD\",'330XLHD-Metric'!K73,IF($C$9=\"Recharger 360HD\",'360HD-Metric'!P73,IF($C$9=\"Recharger 902HD\",'902HD-Metric'!P73,IF($C$9=\"Contactor Field Drain C-4HD\",'C-4HD-Metric'!G73,IF($C$9=\"Recharger 180HD\",'180HD-Metric'!K73,0))))))))","v":0.45467602902832721},{"$f":"IF($C$9=\"Contactor 100HD\",'100HD-Metric'!M73,IF($C$9=\"Recharger 150XLHD\",'150XLHD-Metric'!M73,IF($C$9=\"Recharger 280HD\",'280HD-Metric'!M73,IF($C$9=\"Recharger 330XLHD\",'330XLHD-Metric'!M73,IF($C$9=\"Recharger 360HD\",'360HD-Metric'!R73,IF($C$9=\"Recharger 902HD\",'902HD-Metric'!R73,IF($C$9=\"Contactor Field Drain C-4HD\",'C-4HD-Metric'!I73,IF($C$9=\"Recharger 180HD\",'180HD-Metric'!M73,0))))))))","v":2.5638434746092424},{"$f":"IF($C$9=\"Contactor 100HD\",'100HD-Metric'!O73,IF($C$9=\"Recharger 150XLHD\",'150XLHD-Metric'!O73,IF($C$9=\"Recharger 280HD\",'280HD-Metric'!O73,IF($C$9=\"Recharger 330XLHD\",'330XLHD-Metric'!O73,IF($C$9=\"Recharger 360HD\",'360HD-Metric'!T73,IF($C$9=\"Recharger 902HD\",'902HD-Metric'!T73,IF($C$9=\"Contactor Field Drain C-4HD\",'C-4HD-Metric'!K73,IF($C$9=\"Recharger 180HD\",'180HD-Metric'!O73,0))))))))","v":53.67893140051617},0.63500000000000001,null,null,null,null,null,{"$f":"IF($C$9=\"Contactor 100HD\",'100HD-Metric'!I73,IF($C$9=\"Recharger 150XLHD\",'150XLHD-Metric'!I73,IF($C$9=\"Recharger 280HD\",'280HD-Metric'!I73,IF($C$9=\"Recharger 330XLHD\",'330XLHD-Metric'!I73,IF($C$9=\"Recharger 360HD\",'360HD-Metric'!N73,IF($C$9=\"Recharger 902HD\",'902HD-Metric'!N73,IF($C$9=\"Recharger 180HD\",'180HD-Metric'!I73,\"\")))))))","v":0}]
[{"$f":"IF($C$9=\"Contactor 100HD\",'100HD-Metric'!B74,IF($C$9=\"Recharger 150XLHD\",'150XLHD-Metric'!B74,IF($C$9=\"Recharger 280HD\",'280HD-Metric'!B74,IF($C$9=\"Recharger 330XLHD\",'330XLHD-Metric'!B74,IF($C$9=\"Recharger 360HD\",'360HD-Metric'!B74,IF($C$9=\"Recharger 902HD\",'902HD-Metric'!B74,IF($C$9=\"Contactor Field Drain C-4HD\",'C-4HD-Metric'!B74,IF($C$9=\"Recharger 180HD\",'180HD-Metric'!B74,0))))))))","v":609.59999999999991},{"$f":"IF($C$9=\"Contactor 100HD\",'100HD-Metric'!G74,IF($C$9=\"Recharger 150XLHD\",'150XLHD-Metric'!G74,IF($C$9=\"Recharger 280HD\",'280HD-Metric'!G74,IF($C$9=\"Recharger 330XLHD\",'330XLHD-Metric'!G74,IF($C$9=\"Recharger 360HD\",'360HD-Metric'!K74,IF($C$9=\"Recharger 902HD\",'902HD-Metric'!K74,IF($C$9=\"Contactor Field Drain C-4HD\",'C-4HD-Metric'!E74,IF($C$9=\"Recharger 180HD\",'180HD-Metric'!G74,0))))))))","v":2.1080698272598322},{"$f":"IF($C$9=\"Contactor 100HD\",'100HD-Metric'!K74,IF($C$9=\"Recharger 150XLHD\",'150XLHD-Metric'!K74,IF($C$9=\"Recharger 280HD\",'280HD-Metric'!K74,IF($C$9=\"Recharger 330XLHD\",'330XLHD-Metric'!K74,IF($C$9=\"Recharger 360HD\",'360HD-Metric'!P74,IF($C$9=\"Recharger 902HD\",'902HD-Metric'!P74,IF($C$9=\"Contactor Field Drain C-4HD\",'C-4HD-Metric'!G74,IF($C$9=\"Recharger 180HD\",'180HD-Metric'!K74,0))))))))","v":0.45511507635676052},{"$f":"IF($C$9=\"Contactor 100HD\",'100HD-Metric'!M74,IF($C$9=\"Recharger 150XLHD\",'150XLHD-Metric'!M74,IF($C$9=\"Recharger 280HD\",'280HD-Metric'!M74,IF($C$9=\"Recharger 330XLHD\",'330XLHD-Metric'!M74,IF($C$9=\"Recharger 360HD\",'360HD-Metric'!R74,IF($C$9=\"Recharger 902HD\",'902HD-Metric'!R74,IF($C$9=\"Contactor Field Drain C-4HD\",'C-4HD-Metric'!I74,IF($C$9=\"Recharger 180HD\",'180HD-Metric'!M74,0))))))))","v":2.5631849036165923},{"$f":"IF($C$9=\"Contactor 100HD\",'100HD-Metric'!O74,IF($C$9=\"Recharger 150XLHD\",'150XLHD-Metric'!O74,IF($C$9=\"Recharger 280HD\",'280HD-Metric'!O74,IF($C$9=\"Recharger 330XLHD\",'330XLHD-Metric'!O74,IF($C$9=\"Recharger 360HD\",'360HD-Metric'!T74,IF($C$9=\"Recharger 902HD\",'902HD-Metric'!T74,IF($C$9=\"Contactor Field Drain C-4HD\",'C-4HD-Metric'!K74,IF($C$9=\"Recharger 180HD\",'180HD-Metric'!O74,0))))))))","v":51.115087925906927},0.60959999999999992,null,null,null,null,null,{"$f":"IF($C$9=\"Contactor 100HD\",'100HD-Metric'!I74,IF($C$9=\"Recharger 150XLHD\",'150XLHD-Metric'!I74,IF($C$9=\"Recharger 280HD\",'280HD-Metric'!I74,IF($C$9=\"Recharger 330XLHD\",'330XLHD-Metric'!I74,IF($C$9=\"Recharger 360HD\",'360HD-Metric'!N74,IF($C$9=\"Recharger 902HD\",'902HD-Metric'!N74,IF($C$9=\"Recharger 180HD\",'180HD-Metric'!I74,\"\")))))))","v":0}]
[{"$f":"IF($C$9=\"Contactor 100HD\",'100HD-Metric'!B75,IF($C$9=\"Recharger 150XLHD\",'150XLHD-Metric'!B75,IF($C$9=\"Recharger 280HD\",'280HD-Metric'!B75,IF($C$9=\"Recharger 330XLHD\",'330XLHD-Metric'!B75,IF($C$9=\"Recharger 360HD\",'360HD-Metric'!B75,IF($C$9=\"Recharger 902HD\",'902HD-Metric'!B75,IF($C$9=\"Contactor Field Drain C-4HD\",'C-4HD-Metric'!B75,IF($C$9=\"Recharger 180HD\",'180HD-Metric'!B75,0))))))))","v":584.19999999999993},{"$f":"IF($C$9=\"Contactor 100HD\",'100HD-Metric'!G75,IF($C$9=\"Recharger 150XLHD\",'150XLHD-Metric'!G75,IF($C$9=\"Recharger 280HD\",'280HD-Metric'!G75,IF($C$9=\"Recharger 330XLHD\",'330XLHD-Metric'!G75,IF($C$9=\"Recharger 360HD\",'360HD-Metric'!K75,IF($C$9=\"Recharger 902HD\",'902HD-Metric'!K75,IF($C$9=\"Contactor Field Drain C-4HD\",'C-4HD-Metric'!E75,IF($C$9=\"Recharger 180HD\",'180HD-Metric'!G75,0))))))))","v":2.155830829926499},{"$f":"IF($C$9=\"Contactor 100HD\",'100HD-Metric'!K75,IF($C$9=\"Recharger 150XLHD\",'150XLHD-Metric'!K75,IF($C$9=\"Recharger 280HD\",'280HD-Metric'!K75,IF($C$9=\"Recharger 330XLHD\",'330XLHD-Metric'!K75,IF($C$9=\"Recharger 360HD\",'360HD-Metric'!P75,IF($C$9=\"Recharger 902HD\",'902HD-Metric'!P75,IF($C$9=\"Contactor Field Drain C-4HD\",'C-4HD-Metric'!G75,IF($C$9=\"Recharger 180HD\",'180HD-Metric'!K75,0))))))))","v":0.43601067529009385},{"$f":"IF($C$9=\"Contactor 100HD\",'100HD-Metric'!M75,IF($C$9=\"Recharger 150XLHD\",'150XLHD-Metric'!M75,IF($C$9=\"Recharger 280HD\",'280HD-Metric'!M75,IF($C$9=\"Recharger 330XLHD\",'330XLHD-Metric'!M75,IF($C$9=\"Recharger 360HD\",'360HD-Metric'!R75,IF($C$9=\"Recharger 902HD\",'902HD-Metric'!R75,IF($C$9=\"Contactor Field Drain C-4HD\",'C-4HD-Metric'!I75,IF($C$9=\"Recharger 180HD\",'180HD-Metric'!M75,0))))))))","v":2.5918415052165922},{"$f":"IF($C$9=\"Contactor 100HD\",'100HD-Metric'!O75,IF($C$9=\"Recharger 150XLHD\",'150XLHD-Metric'!O75,IF($C$9=\"Recharger 280HD\",'280HD-Metric'!O75,IF($C$9=\"Recharger 330XLHD\",'330XLHD-Metric'!O75,IF($C$9=\"Recharger 360HD\",'360HD-Metric'!T75,IF($C$9=\"Recharger 902HD\",'902HD-Metric'!T75,IF($C$9=\"Contactor Field Drain C-4HD\",'C-4HD-Metric'!K75,IF($C$9=\"Recharger 180HD\",'180HD-Metric'!O75,0))))))))","v":48.551903022290333},0.58419999999999994,null,null,null,null,null,{"$f":"IF($C$9=\"Contactor 100HD\",'100HD-Metric'!I75,IF($C$9=\"Recharger 150XLHD\",'150XLHD-Metric'!I75,IF($C$9=\"Recharger 280HD\",'280HD-Metric'!I75,IF($C$9=\"Recharger 330XLHD\",'330XLHD-Metric'!I75,IF($C$9=\"Recharger 360HD\",'360HD-Metric'!N75,IF($C$9=\"Recharger 902HD\",'902HD-Metric'!N75,IF($C$9=\"Recharger 180HD\",'180HD-Metric'!I75,\"\")))))))","v":0}]
[{"$f":"IF($C$9=\"Contactor 100HD\",'100HD-Metric'!B76,IF($C$9=\"Recharger 150XLHD\",'150XLHD-Metric'!B76,IF($C$9=\"Recharger 280HD\",'280HD-Metric'!B76,IF($C$9=\"Recharger 330XLHD\",'330XLHD-Metric'!B76,IF($C$9=\"Recharger 360HD\",'360HD-Metric'!B76,IF($C$9=\"Recharger 902HD\",'902HD-Metric'!B76,IF($C$9=\"Contactor Field Drain C-4HD\",'C-4HD-Metric'!B76,IF($C$9=\"Recharger 180HD\",'180HD-Metric'!B76,0))))))))","v":558.79999999999995},{"$f":"IF($C$9=\"Contactor 100HD\",'100HD-Metric'!G76,IF($C$9=\"Recharger 150XLHD\",'150XLHD-Metric'!G76,IF($C$9=\"Recharger 280HD\",'280HD-Metric'!G76,IF($C$9=\"Recharger 330XLHD\",'330XLHD-Metric'!G76,IF($C$9=\"Recharger 360HD\",'360HD-Metric'!K76,IF($C$9=\"Recharger 902HD\",'902HD-Metric'!K76,IF($C$9=\"Contactor Field Drain C-4HD\",'C-4HD-Metric'!E76,IF($C$9=\"Recharger 180HD\",'180HD-Metric'!G76,0))))))))","v":2.155830829926499},{"$f":"IF($C$9=\"Contactor 100HD\",'100HD-Metric'!K76,IF($C$9=\"Recharger 150XLHD\",'150XLHD-Metric'!K76,IF($C$9=\"Recharger 280HD\",'280HD-Metric'!K76,IF($C$9=\"Recharger 330XLHD\",'330XLHD-Metric'!K76,IF($C$9=\"Recharger 360HD\",'360HD-Metric'!P76,IF($C$9=\"Recharger 902HD\",'902HD-Metric'!P76,IF($C$9=\"Contactor Field Drain C-4HD\",'C-4HD-Metric'!G76,IF($C$9=\"Recharger 180HD\",'180HD-Metric'!K76,0))))))))","v":0.43601067529009385},{"$f":"IF($C$9=\"Contactor 100HD\",'100HD-Metric'!M76,IF($C$9=\"Recharger 150XLHD\",'150XLHD-Metric'!M76,IF($C$9=\"Recharger 280HD\",'280HD-Metric'!M76,IF($C$9=\"Recharger 330XLHD\",'330XLHD-Metric'!M76,IF($C$9=\"Recharger 360HD\",'360HD-Metric'!R76,IF($C$9=\"Recharger 902HD\",'902HD-Metric'!R76,IF($C$9=\"Contactor Field Drain C-4HD\",'C-4HD-Metric'!I76,IF($C$9=\"Recharger 180HD\",'180HD-Metric'!M76,0))))))))","v":2.5918415052165922},{"$f":"IF($C$9=\"Contactor 100HD\",'100HD-Metric'!O76,IF($C$9=\"Recharger 150XLHD\",'150XLHD-Metric'!O76,IF($C$9=\"Recharger 280HD\",'280HD-Metric'!O76,IF($C$9=\"Recharger 330XLHD\",'330XLHD-Metric'!O76,IF($C$9=\"Recharger 360HD\",'360HD-Metric'!T76,IF($C$9=\"Recharger 902HD\",'902HD-Metric'!T76,IF($C$9=\"Contactor Field Drain C-4HD\",'C-4HD-Metric'!K76,IF($C$9=\"Recharger 180HD\",'180HD-Metric'!O76,0))))))))","v":45.960061517073747},0.55879999999999996,null,null,null,null,null,{"$f":"IF($C$9=\"Contactor 100HD\",'100HD-Metric'!I76,IF($C$9=\"Recharger 150XLHD\",'150XLHD-Metric'!I76,IF($C$9=\"Recharger 280HD\",'280HD-Metric'!I76,IF($C$9=\"Recharger 330XLHD\",'330XLHD-Metric'!I76,IF($C$9=\"Recharger 360HD\",'360HD-Metric'!N76,IF($C$9=\"Recharger 902HD\",'902HD-Metric'!N76,IF($C$9=\"Recharger 180HD\",'180HD-Metric'!I76,\"\")))))))","v":0}]
[{"$f":"IF($C$9=\"Contactor 100HD\",'100HD-Metric'!B77,IF($C$9=\"Recharger 150XLHD\",'150XLHD-Metric'!B77,IF($C$9=\"Recharger 280HD\",'280HD-Metric'!B77,IF($C$9=\"Recharger 330XLHD\",'330XLHD-Metric'!B77,IF($C$9=\"Recharger 360HD\",'360HD-Metric'!B77,IF($C$9=\"Recharger 902HD\",'902HD-Metric'!B77,IF($C$9=\"Contactor Field Drain C-4HD\",'C-4HD-Metric'!B77,IF($C$9=\"Recharger 180HD\",'180HD-Metric'!B77,0))))))))","v":533.4},{"$f":"IF($C$9=\"Contactor 100HD\",'100HD-Metric'!G77,IF($C$9=\"Recharger 150XLHD\",'150XLHD-Metric'!G77,IF($C$9=\"Recharger 280HD\",'280HD-Metric'!G77,IF($C$9=\"Recharger 330XLHD\",'330XLHD-Metric'!G77,IF($C$9=\"Recharger 360HD\",'360HD-Metric'!K77,IF($C$9=\"Recharger 902HD\",'902HD-Metric'!K77,IF($C$9=\"Contactor Field Drain C-4HD\",'C-4HD-Metric'!E77,IF($C$9=\"Recharger 180HD\",'180HD-Metric'!G77,0))))))))","v":2.1569284482475819},{"$f":"IF($C$9=\"Contactor 100HD\",'100HD-Metric'!K77,IF($C$9=\"Recharger 150XLHD\",'150XLHD-Metric'!K77,IF($C$9=\"Recharger 280HD\",'280HD-Metric'!K77,IF($C$9=\"Recharger 330XLHD\",'330XLHD-Metric'!K77,IF($C$9=\"Recharger 360HD\",'360HD-Metric'!P77,IF($C$9=\"Recharger 902HD\",'902HD-Metric'!P77,IF($C$9=\"Contactor Field Drain C-4HD\",'C-4HD-Metric'!G77,IF($C$9=\"Recharger 180HD\",'180HD-Metric'!K77,0))))))))","v":0.43557162796166055},{"$f":"IF($C$9=\"Contactor 100HD\",'100HD-Metric'!M77,IF($C$9=\"Recharger 150XLHD\",'150XLHD-Metric'!M77,IF($C$9=\"Recharger 280HD\",'280HD-Metric'!M77,IF($C$9=\"Recharger 330XLHD\",'330XLHD-Metric'!M77,IF($C$9=\"Recharger 360HD\",'360HD-Metric'!R77,IF($C$9=\"Recharger 902HD\",'902HD-Metric'!R77,IF($C$9=\"Contactor Field Drain C-4HD\",'C-4HD-Metric'!I77,IF($C$9=\"Recharger 180HD\",'180HD-Metric'!M77,0))))))))","v":2.5925000762092423},{"$f":"IF($C$9=\"Contactor 100HD\",'100HD-Metric'!O77,IF($C$9=\"Recharger 150XLHD\",'150XLHD-Metric'!O77,IF($C$9=\"Recharger 280HD\",'280HD-Metric'!O77,IF($C$9=\"Recharger 330XLHD\",'330XLHD-Metric'!O77,IF($C$9=\"Recharger 360HD\",'360HD-Metric'!T77,IF($C$9=\"Recharger 902HD\",'902HD-Metric'!T77,IF($C$9=\"Contactor Field Drain C-4HD\",'C-4HD-Metric'!K77,IF($C$9=\"Recharger 180HD\",'180HD-Metric'!O77,0))))))))","v":43.368220011857154},0.53339999999999999,null,null,null,null,null,{"$f":"IF($C$9=\"Contactor 100HD\",'100HD-Metric'!I77,IF($C$9=\"Recharger 150XLHD\",'150XLHD-Metric'!I77,IF($C$9=\"Recharger 280HD\",'280HD-Metric'!I77,IF($C$9=\"Recharger 330XLHD\",'330XLHD-Metric'!I77,IF($C$9=\"Recharger 360HD\",'360HD-Metric'!N77,IF($C$9=\"Recharger 902HD\",'902HD-Metric'!N77,IF($C$9=\"Recharger 180HD\",'180HD-Metric'!I77,\"\")))))))","v":0}]
[{"$f":"IF($C$9=\"Contactor 100HD\",'100HD-Metric'!B78,IF($C$9=\"Recharger 150XLHD\",'150XLHD-Metric'!B78,IF($C$9=\"Recharger 280HD\",'280HD-Metric'!B78,IF($C$9=\"Recharger 330XLHD\",'330XLHD-Metric'!B78,IF($C$9=\"Recharger 360HD\",'360HD-Metric'!B78,IF($C$9=\"Recharger 902HD\",'902HD-Metric'!B78,IF($C$9=\"Contactor Field Drain C-4HD\",'C-4HD-Metric'!B78,IF($C$9=\"Recharger 180HD\",'180HD-Metric'!B78,0))))))))","v":508},{"$f":"IF($C$9=\"Contactor 100HD\",'100HD-Metric'!G78,IF($C$9=\"Recharger 150XLHD\",'150XLHD-Metric'!G78,IF($C$9=\"Recharger 280HD\",'280HD-Metric'!G78,IF($C$9=\"Recharger 330XLHD\",'330XLHD-Metric'!G78,IF($C$9=\"Recharger 360HD\",'360HD-Metric'!K78,IF($C$9=\"Recharger 902HD\",'902HD-Metric'!K78,IF($C$9=\"Contactor Field Drain C-4HD\",'C-4HD-Metric'!E78,IF($C$9=\"Recharger 180HD\",'180HD-Metric'!G78,0))))))))","v":2.155830829926499},{"$f":"IF($C$9=\"Contactor 100HD\",'100HD-Metric'!K78,IF($C$9=\"Recharger 150XLHD\",'150XLHD-Metric'!K78,IF($C$9=\"Recharger 280HD\",'280HD-Metric'!K78,IF($C$9=\"Recharger 330XLHD\",'330XLHD-Metric'!K78,IF($C$9=\"Recharger 360HD\",'360HD-Metric'!P78,IF($C$9=\"Recharger 902HD\",'902HD-Metric'!P78,IF($C$9=\"Contactor Field Drain C-4HD\",'C-4HD-Metric'!G78,IF($C$9=\"Recharger 180HD\",'180HD-Metric'!K78,0))))))))","v":0.43601067529009385},{"$f":"IF($C$9=\"Contactor 100HD\",'100HD-Metric'!M78,IF($C$9=\"Recharger 150XLHD\",'150XLHD-Metric'!M78,IF($C$9=\"Recharger 280HD\",'280HD-Metric'!M78,IF($C$9=\"Recharger 330XLHD\",'330XLHD-Metric'!M78,IF($C$9=\"Recharger 360HD\",'360HD-Metric'!R78,IF($C$9=\"Recharger 902HD\",'902HD-Metric'!R78,IF($C$9=\"Contactor Field Drain C-4HD\",'C-4HD-Metric'!I78,IF($C$9=\"Recharger 180HD\",'180HD-Metric'!M78,0))))))))","v":2.5918415052165922},{"$f":"IF($C$9=\"Contactor 100HD\",'100HD-Metric'!O78,IF($C$9=\"Recharger 150XLHD\",'150XLHD-Metric'!O78,IF($C$9=\"Recharger 280HD\",'280HD-Metric'!O78,IF($C$9=\"Recharger 330XLHD\",'330XLHD-Metric'!O78,IF($C$9=\"Recharger 360HD\",'360HD-Metric'!T78,IF($C$9=\"Recharger 902HD\",'902HD-Metric'!T78,IF($C$9=\"Contactor Field Drain C-4HD\",'C-4HD-Metric'!K78,IF($C$9=\"Recharger 180HD\",'180HD-Metric'!O78,0))))))))","v":40.775719935647906},0.50800000000000001,null,null,null,null,null,{"$f":"IF($C$9=\"Contactor 100HD\",'100HD-Metric'!I78,IF($C$9=\"Recharger 150XLHD\",'150XLHD-Metric'!I78,IF($C$9=\"Recharger 280HD\",'280HD-Metric'!I78,IF($C$9=\"Recharger 330XLHD\",'330XLHD-Metric'!I78,IF($C$9=\"Recharger 360HD\",'360HD-Metric'!N78,IF($C$9=\"Recharger 902HD\",'902HD-Metric'!N78,IF($C$9=\"Recharger 180HD\",'180HD-Metric'!I78,\"\")))))))","v":0}]
[{"$f":"IF($C$9=\"Contactor 100HD\",'100HD-Metric'!B79,IF($C$9=\"Recharger 150XLHD\",'150XLHD-Metric'!B79,IF($C$9=\"Recharger 280HD\",'280HD-Metric'!B79,IF($C$9=\"Recharger 330XLHD\",'330XLHD-Metric'!B79,IF($C$9=\"Recharger 360HD\",'360HD-Metric'!B79,IF($C$9=\"Recharger 902HD\",'902HD-Metric'!B79,IF($C$9=\"Contactor Field Drain C-4HD\",'C-4HD-Metric'!B79,IF($C$9=\"Recharger 180HD\",'180HD-Metric'!B79,0))))))))","v":482.59999999999997},{"$f":"IF($C$9=\"Contactor 100HD\",'100HD-Metric'!G79,IF($C$9=\"Recharger 150XLHD\",'150XLHD-Metric'!G79,IF($C$9=\"Recharger 280HD\",'280HD-Metric'!G79,IF($C$9=\"Recharger 330XLHD\",'330XLHD-Metric'!G79,IF($C$9=\"Recharger 360HD\",'360HD-Metric'!K79,IF($C$9=\"Recharger 902HD\",'902HD-Metric'!K79,IF($C$9=\"Contactor Field Drain C-4HD\",'C-4HD-Metric'!E79,IF($C$9=\"Recharger 180HD\",'180HD-Metric'!G79,0))))))))","v":2.2046894509142487},{"$f":"IF($C$9=\"Contactor 100HD\",'100HD-Metric'!K79,IF($C$9=\"Recharger 150XLHD\",'150XLHD-Metric'!K79,IF($C$9=\"Recharger 280HD\",'280HD-Metric'!K79,IF($C$9=\"Recharger 330XLHD\",'330XLHD-Metric'!K79,IF($C$9=\"Recharger 360HD\",'360HD-Metric'!P79,IF($C$9=\"Recharger 902HD\",'902HD-Metric'!P79,IF($C$9=\"Contactor Field Drain C-4HD\",'C-4HD-Metric'!G79,IF($C$9=\"Recharger 180HD\",'180HD-Metric'!K79,0))))))))","v":0.41646722689499382},{"$f":"IF($C$9=\"Contactor 100HD\",'100HD-Metric'!M79,IF($C$9=\"Recharger 150XLHD\",'150XLHD-Metric'!M79,IF($C$9=\"Recharger 280HD\",'280HD-Metric'!M79,IF($C$9=\"Recharger 330XLHD\",'330XLHD-Metric'!M79,IF($C$9=\"Recharger 360HD\",'360HD-Metric'!R79,IF($C$9=\"Recharger 902HD\",'902HD-Metric'!R79,IF($C$9=\"Contactor Field Drain C-4HD\",'C-4HD-Metric'!I79,IF($C$9=\"Recharger 180HD\",'180HD-Metric'!M79,0))))))))","v":2.6211566778092426},{"$f":"IF($C$9=\"Contactor 100HD\",'100HD-Metric'!O79,IF($C$9=\"Recharger 150XLHD\",'150XLHD-Metric'!O79,IF($C$9=\"Recharger 280HD\",'280HD-Metric'!O79,IF($C$9=\"Recharger 330XLHD\",'330XLHD-Metric'!O79,IF($C$9=\"Recharger 360HD\",'360HD-Metric'!T79,IF($C$9=\"Recharger 902HD\",'902HD-Metric'!T79,IF($C$9=\"Contactor Field Drain C-4HD\",'C-4HD-Metric'!K79,IF($C$9=\"Recharger 180HD\",'180HD-Metric'!O79,0))))))))","v":38.183878430431321},0.48259999999999997,null,null,null,null,null,{"$f":"IF($C$9=\"Contactor 100HD\",'100HD-Metric'!I79,IF($C$9=\"Recharger 150XLHD\",'150XLHD-Metric'!I79,IF($C$9=\"Recharger 280HD\",'280HD-Metric'!I79,IF($C$9=\"Recharger 330XLHD\",'330XLHD-Metric'!I79,IF($C$9=\"Recharger 360HD\",'360HD-Metric'!N79,IF($C$9=\"Recharger 902HD\",'902HD-Metric'!N79,IF($C$9=\"Recharger 180HD\",'180HD-Metric'!I79,\"\")))))))","v":0}]
[{"$f":"IF($C$9=\"Contactor 100HD\",'100HD-Metric'!B80,IF($C$9=\"Recharger 150XLHD\",'150XLHD-Metric'!B80,IF($C$9=\"Recharger 280HD\",'280HD-Metric'!B80,IF($C$9=\"Recharger 330XLHD\",'330XLHD-Metric'!B80,IF($C$9=\"Recharger 360HD\",'360HD-Metric'!B80,IF($C$9=\"Recharger 902HD\",'902HD-Metric'!B80,IF($C$9=\"Contactor Field Drain C-4HD\",'C-4HD-Metric'!B80,IF($C$9=\"Recharger 180HD\",'180HD-Metric'!B80,0))))))))","v":457.2},{"$f":"IF($C$9=\"Contactor 100HD\",'100HD-Metric'!G80,IF($C$9=\"Recharger 150XLHD\",'150XLHD-Metric'!G80,IF($C$9=\"Recharger 280HD\",'280HD-Metric'!G80,IF($C$9=\"Recharger 330XLHD\",'330XLHD-Metric'!G80,IF($C$9=\"Recharger 360HD\",'360HD-Metric'!K80,IF($C$9=\"Recharger 902HD\",'902HD-Metric'!K80,IF($C$9=\"Contactor Field Drain C-4HD\",'C-4HD-Metric'!E80,IF($C$9=\"Recharger 180HD\",'180HD-Metric'!G80,0))))))))","v":2.2046894509142487},{"$f":"IF($C$9=\"Contactor 100HD\",'100HD-Metric'!K80,IF($C$9=\"Recharger 150XLHD\",'150XLHD-Metric'!K80,IF($C$9=\"Recharger 280HD\",'280HD-Metric'!K80,IF($C$9=\"Recharger 330XLHD\",'330XLHD-Metric'!K80,IF($C$9=\"Recharger 360HD\",'360HD-Metric'!P80,IF($C$9=\"Recharger 902HD\",'902HD-Metric'!P80,IF($C$9=\"Contactor Field Drain C-4HD\",'C-4HD-Metric'!G80,IF($C$9=\"Recharger 180HD\",'180HD-Metric'!K80,0))))))))","v":0.41646722689499382},{"$f":"IF($C$9=\"Contactor 100HD\",'100HD-Metric'!M80,IF($C$9=\"Recharger 150XLHD\",'150XLHD-Metric'!M80,IF($C$9=\"Recharger 280HD\",'280HD-Metric'!M80,IF($C$9=\"Recharger 330XLHD\",'330XLHD-Metric'!M80,IF($C$9=\"Recharger 360HD\",'360HD-Metric'!R80,IF($C$9=\"Recharger 902HD\",'902HD-Metric'!R80,IF($C$9=\"Contactor Field Drain C-4HD\",'C-4HD-Metric'!I80,IF($C$9=\"Recharger 180HD\",'180HD-Metric'!M80,0))))))))","v":2.6211566778092426},{"$f":"IF($C$9=\"Contactor 100HD\",'100HD-Metric'!O80,IF($C$9=\"Recharger 150XLHD\",'150XLHD-Metric'!O80,IF($C$9=\"Recharger 280HD\",'280HD-Metric'!O80,IF($C$9=\"Recharger 330XLHD\",'330XLHD-Metric'!O80,IF($C$9=\"Recharger 360HD\",'360HD-Metric'!T80,IF($C$9=\"Recharger 902HD\",'902HD-Metric'!T80,IF($C$9=\"Contactor Field Drain C-4HD\",'C-4HD-Metric'!K80,IF($C$9=\"Recharger 180HD\",'180HD-Metric'!O80,0))))))))","v":35.562721752622075},0.4572,null,null,null,null,null,{"$f":"IF($C$9=\"Contactor 100HD\",'100HD-Metric'!I80,IF($C$9=\"Recharger 150XLHD\",'150XLHD-Metric'!I80,IF($C$9=\"Recharger 280HD\",'280HD-Metric'!I80,IF($C$9=\"Recharger 330XLHD\",'330XLHD-Metric'!I80,IF($C$9=\"Recharger 360HD\",'360HD-Metric'!N80,IF($C$9=\"Recharger 902HD\",'902HD-Metric'!N80,IF($C$9=\"Recharger 180HD\",'180HD-Metric'!I80,\"\")))))))","v":0}]
[{"$f":"IF($C$9=\"Contactor 100HD\",'100HD-Metric'!B81,IF($C$9=\"Recharger 150XLHD\",'150XLHD-Metric'!B81,IF($C$9=\"Recharger 280HD\",'280HD-Metric'!B81,IF($C$9=\"Recharger 330XLHD\",'330XLHD-Metric'!B81,IF($C$9=\"Recharger 360HD\",'360HD-Metric'!B81,IF($C$9=\"Recharger 902HD\",'902HD-Metric'!B81,IF($C$9=\"Contactor Field Drain C-4HD\",'C-4HD-Metric'!B81,IF($C$9=\"Recharger 180HD\",'180HD-Metric'!B81,0))))))))","v":431.79999999999995},{"$f":"IF($C$9=\"Contactor 100HD\",'100HD-Metric'!G81,IF($C$9=\"Recharger 150XLHD\",'150XLHD-Metric'!G81,IF($C$9=\"Recharger 280HD\",'280HD-Metric'!G81,IF($C$9=\"Recharger 330XLHD\",'330XLHD-Metric'!G81,IF($C$9=\"Recharger 360HD\",'360HD-Metric'!K81,IF($C$9=\"Recharger 902HD\",'902HD-Metric'!K81,IF($C$9=\"Contactor Field Drain C-4HD\",'C-4HD-Metric'!E81,IF($C$9=\"Recharger 180HD\",'180HD-Metric'!G81,0))))))))","v":2.2046894509142487},{"$f":"IF($C$9=\"Contactor 100HD\",'100HD-Metric'!K81,IF($C$9=\"Recharger 150XLHD\",'150XLHD-Metric'!K81,IF($C$9=\"Recharger 280HD\",'280HD-Metric'!K81,IF($C$9=\"Recharger 330XLHD\",'330XLHD-Metric'!K81,IF($C$9=\"Recharger 360HD\",'360HD-Metric'!P81,IF($C$9=\"Recharger 902HD\",'902HD-Metric'!P81,IF($C$9=\"Contactor Field Drain C-4HD\",'C-4HD-Metric'!G81,IF($C$9=\"Recharger 180HD\",'180HD-Metric'!K81,0))))))))","v":0.41646722689499382},{"$f":"IF($C$9=\"Contactor 100HD\",'100HD-Metric'!M81,IF($C$9=\"Recharger 150XLHD\",'150XLHD-Metric'!M81,IF($C$9=\"Recharger 280HD\",'280HD-Metric'!M81,IF($C$9=\"Recharger 330XLHD\",'330XLHD-Metric'!M81,IF($C$9=\"Recharger 360HD\",'360HD-Metric'!R81,IF($C$9=\"Recharger 902HD\",'902HD-Metric'!R81,IF($C$9=\"Contactor Field Drain C-4HD\",'C-4HD-Metric'!I81,IF($C$9=\"Recharger 180HD\",'180HD-Metric'!M81,0))))))))","v":2.6211566778092426},{"$f":"IF($C$9=\"Contactor 100HD\",'100HD-Metric'!O81,IF($C$9=\"Recharger 150XLHD\",'150XLHD-Metric'!O81,IF($C$9=\"Recharger 280HD\",'280HD-Metric'!O81,IF($C$9=\"Recharger 330XLHD\",'330XLHD-Metric'!O81,IF($C$9=\"Recharger 360HD\",'360HD-Metric'!T81,IF($C$9=\"Recharger 902HD\",'902HD-Metric'!T81,IF($C$9=\"Contactor Field Drain C-4HD\",'C-4HD-Metric'!K81,IF($C$9=\"Recharger 180HD\",'180HD-Metric'!O81,0))))))))","v":32.941565074812836},0.43179999999999996,null,null,null,null,null,{"$f":"IF($C$9=\"Contactor 100HD\",'100HD-Metric'!I81,IF($C$9=\"Recharger 150XLHD\",'150XLHD-Metric'!I81,IF($C$9=\"Recharger 280HD\",'280HD-Metric'!I81,IF($C$9=\"Recharger 330XLHD\",'330XLHD-Metric'!I81,IF($C$9=\"Recharger 360HD\",'360HD-Metric'!N81,IF($C$9=\"Recharger 902HD\",'902HD-Metric'!N81,IF($C$9=\"Recharger 180HD\",'180HD-Metric'!I81,\"\")))))))","v":0}]
[{"$f":"IF($C$9=\"Contactor 100HD\",'100HD-Metric'!B82,IF($C$9=\"Recharger 150XLHD\",'150XLHD-Metric'!B82,IF($C$9=\"Recharger 280HD\",'280HD-Metric'!B82,IF($C$9=\"Recharger 330XLHD\",'330XLHD-Metric'!B82,IF($C$9=\"Recharger 360HD\",'360HD-Metric'!B82,IF($C$9=\"Recharger 902HD\",'902HD-Metric'!B82,IF($C$9=\"Contactor Field Drain C-4HD\",'C-4HD-Metric'!B82,IF($C$9=\"Recharger 180HD\",'180HD-Metric'!B82,0))))))))","v":406.4},{"$f":"IF($C$9=\"Contactor 100HD\",'100HD-Metric'!G82,IF($C$9=\"Recharger 150XLHD\",'150XLHD-Metric'!G82,IF($C$9=\"Recharger 280HD\",'280HD-Metric'!G82,IF($C$9=\"Recharger 330XLHD\",'330XLHD-Metric'!G82,IF($C$9=\"Recharger 360HD\",'360HD-Metric'!K82,IF($C$9=\"Recharger 902HD\",'902HD-Metric'!K82,IF($C$9=\"Contactor Field Drain C-4HD\",'C-4HD-Metric'!E82,IF($C$9=\"Recharger 180HD\",'180HD-Metric'!G82,0))))))))","v":2.2046894509142487},{"$f":"IF($C$9=\"Contactor 100HD\",'100HD-Metric'!K82,IF($C$9=\"Recharger 150XLHD\",'150XLHD-Metric'!K82,IF($C$9=\"Recharger 280HD\",'280HD-Metric'!K82,IF($C$9=\"Recharger 330XLHD\",'330XLHD-Metric'!K82,IF($C$9=\"Recharger 360HD\",'360HD-Metric'!P82,IF($C$9=\"Recharger 902HD\",'902HD-Metric'!P82,IF($C$9=\"Contactor Field Drain C-4HD\",'C-4HD-Metric'!G82,IF($C$9=\"Recharger 180HD\",'180HD-Metric'!K82,0))))))))","v":0.41646722689499382},{"$f":"IF($C$9=\"Contactor 100HD\",'100HD-Metric'!M82,IF($C$9=\"Recharger 150XLHD\",'150XLHD-Metric'!M82,IF($C$9=\"Recharger 280HD\",'280HD-Metric'!M82,IF($C$9=\"Recharger 330XLHD\",'330XLHD-Metric'!M82,IF($C$9=\"Recharger 360HD\",'360HD-Metric'!R82,IF($C$9=\"Recharger 902HD\",'902HD-Metric'!R82,IF($C$9=\"Contactor Field Drain C-4HD\",'C-4HD-Metric'!I82,IF($C$9=\"Recharger 180HD\",'180HD-Metric'!M82,0))))))))","v":2.6211566778092426},{"$f":"IF($C$9=\"Contactor 100HD\",'100HD-Metric'!O82,IF($C$9=\"Recharger 150XLHD\",'150XLHD-Metric'!O82,IF($C$9=\"Recharger 280HD\",'280HD-Metric'!O82,IF($C$9=\"Recharger 330XLHD\",'330XLHD-Metric'!O82,IF($C$9=\"Recharger 360HD\",'360HD-Metric'!T82,IF($C$9=\"Recharger 902HD\",'902HD-Metric'!T82,IF($C$9=\"Contactor Field Drain C-4HD\",'C-4HD-Metric'!K82,IF($C$9=\"Recharger 180HD\",'180HD-Metric'!O82,0))))))))","v":30.32040839700359},0.40639999999999998,null,null,null,null,null,{"$f":"IF($C$9=\"Contactor 100HD\",'100HD-Metric'!I82,IF($C$9=\"Recharger 150XLHD\",'150XLHD-Metric'!I82,IF($C$9=\"Recharger 280HD\",'280HD-Metric'!I82,IF($C$9=\"Recharger 330XLHD\",'330XLHD-Metric'!I82,IF($C$9=\"Recharger 360HD\",'360HD-Metric'!N82,IF($C$9=\"Recharger 902HD\",'902HD-Metric'!N82,IF($C$9=\"Recharger 180HD\",'180HD-Metric'!I82,\"\")))))))","v":0}]
[{"$f":"IF($C$9=\"Contactor 100HD\",'100HD-Metric'!B83,IF($C$9=\"Recharger 150XLHD\",'150XLHD-Metric'!B83,IF($C$9=\"Recharger 280HD\",'280HD-Metric'!B83,IF($C$9=\"Recharger 330XLHD\",'330XLHD-Metric'!B83,IF($C$9=\"Recharger 360HD\",'360HD-Metric'!B83,IF($C$9=\"Recharger 902HD\",'902HD-Metric'!B83,IF($C$9=\"Contactor Field Drain C-4HD\",'C-4HD-Metric'!B83,IF($C$9=\"Recharger 180HD\",'180HD-Metric'!B83,0))))))))","v":381},{"$f":"IF($C$9=\"Contactor 100HD\",'100HD-Metric'!G83,IF($C$9=\"Recharger 150XLHD\",'150XLHD-Metric'!G83,IF($C$9=\"Recharger 280HD\",'280HD-Metric'!G83,IF($C$9=\"Recharger 330XLHD\",'330XLHD-Metric'!G83,IF($C$9=\"Recharger 360HD\",'360HD-Metric'!K83,IF($C$9=\"Recharger 902HD\",'902HD-Metric'!K83,IF($C$9=\"Contactor Field Drain C-4HD\",'C-4HD-Metric'!E83,IF($C$9=\"Recharger 180HD\",'180HD-Metric'!G83,0))))))))","v":2.2513528352598322},{"$f":"IF($C$9=\"Contactor 100HD\",'100HD-Metric'!K83,IF($C$9=\"Recharger 150XLHD\",'150XLHD-Metric'!K83,IF($C$9=\"Recharger 280HD\",'280HD-Metric'!K83,IF($C$9=\"Recharger 330XLHD\",'330XLHD-Metric'!K83,IF($C$9=\"Recharger 360HD\",'360HD-Metric'!P83,IF($C$9=\"Recharger 902HD\",'902HD-Metric'!P83,IF($C$9=\"Contactor Field Drain C-4HD\",'C-4HD-Metric'!G83,IF($C$9=\"Recharger 180HD\",'180HD-Metric'!K83,0))))))))","v":0.39780187315676047},{"$f":"IF($C$9=\"Contactor 100HD\",'100HD-Metric'!M83,IF($C$9=\"Recharger 150XLHD\",'150XLHD-Metric'!M83,IF($C$9=\"Recharger 280HD\",'280HD-Metric'!M83,IF($C$9=\"Recharger 330XLHD\",'330XLHD-Metric'!M83,IF($C$9=\"Recharger 360HD\",'360HD-Metric'!R83,IF($C$9=\"Recharger 902HD\",'902HD-Metric'!R83,IF($C$9=\"Contactor Field Drain C-4HD\",'C-4HD-Metric'!I83,IF($C$9=\"Recharger 180HD\",'180HD-Metric'!M83,0))))))))","v":2.6491547084165923},{"$f":"IF($C$9=\"Contactor 100HD\",'100HD-Metric'!O83,IF($C$9=\"Recharger 150XLHD\",'150XLHD-Metric'!O83,IF($C$9=\"Recharger 280HD\",'280HD-Metric'!O83,IF($C$9=\"Recharger 330XLHD\",'330XLHD-Metric'!O83,IF($C$9=\"Recharger 360HD\",'360HD-Metric'!T83,IF($C$9=\"Recharger 902HD\",'902HD-Metric'!T83,IF($C$9=\"Contactor Field Drain C-4HD\",'C-4HD-Metric'!K83,IF($C$9=\"Recharger 180HD\",'180HD-Metric'!O83,0))))))))","v":27.699251719194347},0.38100000000000001,null,null,null,null,null,{"$f":"IF($C$9=\"Contactor 100HD\",'100HD-Metric'!I83,IF($C$9=\"Recharger 150XLHD\",'150XLHD-Metric'!I83,IF($C$9=\"Recharger 280HD\",'280HD-Metric'!I83,IF($C$9=\"Recharger 330XLHD\",'330XLHD-Metric'!I83,IF($C$9=\"Recharger 360HD\",'360HD-Metric'!N83,IF($C$9=\"Recharger 902HD\",'902HD-Metric'!N83,IF($C$9=\"Recharger 180HD\",'180HD-Metric'!I83,\"\")))))))","v":0}]
[{"$f":"IF($C$9=\"Contactor 100HD\",'100HD-Metric'!B84,IF($C$9=\"Recharger 150XLHD\",'150XLHD-Metric'!B84,IF($C$9=\"Recharger 280HD\",'280HD-Metric'!B84,IF($C$9=\"Recharger 330XLHD\",'330XLHD-Metric'!B84,IF($C$9=\"Recharger 360HD\",'360HD-Metric'!B84,IF($C$9=\"Recharger 902HD\",'902HD-Metric'!B84,IF($C$9=\"Contactor Field Drain C-4HD\",'C-4HD-Metric'!B84,IF($C$9=\"Recharger 180HD\",'180HD-Metric'!B84,0))))))))","v":355.59999999999997},{"$f":"IF($C$9=\"Contactor 100HD\",'100HD-Metric'!G84,IF($C$9=\"Recharger 150XLHD\",'150XLHD-Metric'!G84,IF($C$9=\"Recharger 280HD\",'280HD-Metric'!G84,IF($C$9=\"Recharger 330XLHD\",'330XLHD-Metric'!G84,IF($C$9=\"Recharger 360HD\",'360HD-Metric'!K84,IF($C$9=\"Recharger 902HD\",'902HD-Metric'!K84,IF($C$9=\"Contactor Field Drain C-4HD\",'C-4HD-Metric'!E84,IF($C$9=\"Recharger 180HD\",'180HD-Metric'!G84,0))))))))","v":2.2524504535809151},{"$f":"IF($C$9=\"Contactor 100HD\",'100HD-Metric'!K84,IF($C$9=\"Recharger 150XLHD\",'150XLHD-Metric'!K84,IF($C$9=\"Recharger 280HD\",'280HD-Metric'!K84,IF($C$9=\"Recharger 330XLHD\",'330XLHD-Metric'!K84,IF($C$9=\"Recharger 360HD\",'360HD-Metric'!P84,IF($C$9=\"Recharger 902HD\",'902HD-Metric'!P84,IF($C$9=\"Contactor Field Drain C-4HD\",'C-4HD-Metric'!G84,IF($C$9=\"Recharger 180HD\",'180HD-Metric'!K84,0))))))))","v":0.39736282582832716},{"$f":"IF($C$9=\"Contactor 100HD\",'100HD-Metric'!M84,IF($C$9=\"Recharger 150XLHD\",'150XLHD-Metric'!M84,IF($C$9=\"Recharger 280HD\",'280HD-Metric'!M84,IF($C$9=\"Recharger 330XLHD\",'330XLHD-Metric'!M84,IF($C$9=\"Recharger 360HD\",'360HD-Metric'!R84,IF($C$9=\"Recharger 902HD\",'902HD-Metric'!R84,IF($C$9=\"Contactor Field Drain C-4HD\",'C-4HD-Metric'!I84,IF($C$9=\"Recharger 180HD\",'180HD-Metric'!M84,0))))))))","v":2.6498132794092424},{"$f":"IF($C$9=\"Contactor 100HD\",'100HD-Metric'!O84,IF($C$9=\"Recharger 150XLHD\",'150XLHD-Metric'!O84,IF($C$9=\"Recharger 280HD\",'280HD-Metric'!O84,IF($C$9=\"Recharger 330XLHD\",'330XLHD-Metric'!O84,IF($C$9=\"Recharger 360HD\",'360HD-Metric'!T84,IF($C$9=\"Recharger 902HD\",'902HD-Metric'!T84,IF($C$9=\"Contactor Field Drain C-4HD\",'C-4HD-Metric'!K84,IF($C$9=\"Recharger 180HD\",'180HD-Metric'!O84,0))))))))","v":25.050097010777755},0.35559999999999997,null,null,null,null,null,{"$f":"IF($C$9=\"Contactor 100HD\",'100HD-Metric'!I84,IF($C$9=\"Recharger 150XLHD\",'150XLHD-Metric'!I84,IF($C$9=\"Recharger 280HD\",'280HD-Metric'!I84,IF($C$9=\"Recharger 330XLHD\",'330XLHD-Metric'!I84,IF($C$9=\"Recharger 360HD\",'360HD-Metric'!N84,IF($C$9=\"Recharger 902HD\",'902HD-Metric'!N84,IF($C$9=\"Recharger 180HD\",'180HD-Metric'!I84,\"\")))))))","v":0}]
[{"$f":"IF($C$9=\"Contactor 100HD\",'100HD-Metric'!B85,IF($C$9=\"Recharger 150XLHD\",'150XLHD-Metric'!B85,IF($C$9=\"Recharger 280HD\",'280HD-Metric'!B85,IF($C$9=\"Recharger 330XLHD\",'330XLHD-Metric'!B85,IF($C$9=\"Recharger 360HD\",'360HD-Metric'!B85,IF($C$9=\"Recharger 902HD\",'902HD-Metric'!B85,IF($C$9=\"Contactor Field Drain C-4HD\",'C-4HD-Metric'!B85,IF($C$9=\"Recharger 180HD\",'180HD-Metric'!B85,0))))))))","v":330.2},{"$f":"IF($C$9=\"Contactor 100HD\",'100HD-Metric'!G85,IF($C$9=\"Recharger 150XLHD\",'150XLHD-Metric'!G85,IF($C$9=\"Recharger 280HD\",'280HD-Metric'!G85,IF($C$9=\"Recharger 330XLHD\",'330XLHD-Metric'!G85,IF($C$9=\"Recharger 360HD\",'360HD-Metric'!K85,IF($C$9=\"Recharger 902HD\",'902HD-Metric'!K85,IF($C$9=\"Contactor Field Drain C-4HD\",'C-4HD-Metric'!E85,IF($C$9=\"Recharger 180HD\",'180HD-Metric'!G85,0))))))))","v":2.3002114562475819},{"$f":"IF($C$9=\"Contactor 100HD\",'100HD-Metric'!K85,IF($C$9=\"Recharger 150XLHD\",'150XLHD-Metric'!K85,IF($C$9=\"Recharger 280HD\",'280HD-Metric'!K85,IF($C$9=\"Recharger 330XLHD\",'330XLHD-Metric'!K85,IF($C$9=\"Recharger 360HD\",'360HD-Metric'!P85,IF($C$9=\"Recharger 902HD\",'902HD-Metric'!P85,IF($C$9=\"Contactor Field Drain C-4HD\",'C-4HD-Metric'!G85,IF($C$9=\"Recharger 180HD\",'180HD-Metric'!K85,0))))))))","v":0.37825842476166049},{"$f":"IF($C$9=\"Contactor 100HD\",'100HD-Metric'!M85,IF($C$9=\"Recharger 150XLHD\",'150XLHD-Metric'!M85,IF($C$9=\"Recharger 280HD\",'280HD-Metric'!M85,IF($C$9=\"Recharger 330XLHD\",'330XLHD-Metric'!M85,IF($C$9=\"Recharger 360HD\",'360HD-Metric'!R85,IF($C$9=\"Recharger 902HD\",'902HD-Metric'!R85,IF($C$9=\"Contactor Field Drain C-4HD\",'C-4HD-Metric'!I85,IF($C$9=\"Recharger 180HD\",'180HD-Metric'!M85,0))))))))","v":2.6784698810092427},{"$f":"IF($C$9=\"Contactor 100HD\",'100HD-Metric'!O85,IF($C$9=\"Recharger 150XLHD\",'150XLHD-Metric'!O85,IF($C$9=\"Recharger 280HD\",'280HD-Metric'!O85,IF($C$9=\"Recharger 330XLHD\",'330XLHD-Metric'!O85,IF($C$9=\"Recharger 360HD\",'360HD-Metric'!T85,IF($C$9=\"Recharger 902HD\",'902HD-Metric'!T85,IF($C$9=\"Contactor Field Drain C-4HD\",'C-4HD-Metric'!K85,IF($C$9=\"Recharger 180HD\",'180HD-Metric'!O85,0))))))))","v":22.400283731368511},0.33019999999999999,null,null,null,null,null,{"$f":"IF($C$9=\"Contactor 100HD\",'100HD-Metric'!I85,IF($C$9=\"Recharger 150XLHD\",'150XLHD-Metric'!I85,IF($C$9=\"Recharger 280HD\",'280HD-Metric'!I85,IF($C$9=\"Recharger 330XLHD\",'330XLHD-Metric'!I85,IF($C$9=\"Recharger 360HD\",'360HD-Metric'!N85,IF($C$9=\"Recharger 902HD\",'902HD-Metric'!N85,IF($C$9=\"Recharger 180HD\",'180HD-Metric'!I85,\"\")))))))","v":0}]
[{"$f":"IF($C$9=\"Contactor 100HD\",'100HD-Metric'!B86,IF($C$9=\"Recharger 150XLHD\",'150XLHD-Metric'!B86,IF($C$9=\"Recharger 280HD\",'280HD-Metric'!B86,IF($C$9=\"Recharger 330XLHD\",'330XLHD-Metric'!B86,IF($C$9=\"Recharger 360HD\",'360HD-Metric'!B86,IF($C$9=\"Recharger 902HD\",'902HD-Metric'!B86,IF($C$9=\"Contactor Field Drain C-4HD\",'C-4HD-Metric'!B86,IF($C$9=\"Recharger 180HD\",'180HD-Metric'!B86,0))))))))","v":304.79999999999995},{"$f":"IF($C$9=\"Contactor 100HD\",'100HD-Metric'!G86,IF($C$9=\"Recharger 150XLHD\",'150XLHD-Metric'!G86,IF($C$9=\"Recharger 280HD\",'280HD-Metric'!G86,IF($C$9=\"Recharger 330XLHD\",'330XLHD-Metric'!G86,IF($C$9=\"Recharger 360HD\",'360HD-Metric'!K86,IF($C$9=\"Recharger 902HD\",'902HD-Metric'!K86,IF($C$9=\"Contactor Field Drain C-4HD\",'C-4HD-Metric'!E86,IF($C$9=\"Recharger 180HD\",'180HD-Metric'!G86,0))))))))","v":2.3013090745686653},{"$f":"IF($C$9=\"Contactor 100HD\",'100HD-Metric'!K86,IF($C$9=\"Recharger 150XLHD\",'150XLHD-Metric'!K86,IF($C$9=\"Recharger 280HD\",'280HD-Metric'!K86,IF($C$9=\"Recharger 330XLHD\",'330XLHD-Metric'!K86,IF($C$9=\"Recharger 360HD\",'360HD-Metric'!P86,IF($C$9=\"Recharger 902HD\",'902HD-Metric'!P86,IF($C$9=\"Contactor Field Drain C-4HD\",'C-4HD-Metric'!G86,IF($C$9=\"Recharger 180HD\",'180HD-Metric'!K86,0))))))))","v":0.37781937743322724},{"$f":"IF($C$9=\"Contactor 100HD\",'100HD-Metric'!M86,IF($C$9=\"Recharger 150XLHD\",'150XLHD-Metric'!M86,IF($C$9=\"Recharger 280HD\",'280HD-Metric'!M86,IF($C$9=\"Recharger 330XLHD\",'330XLHD-Metric'!M86,IF($C$9=\"Recharger 360HD\",'360HD-Metric'!R86,IF($C$9=\"Recharger 902HD\",'902HD-Metric'!R86,IF($C$9=\"Contactor Field Drain C-4HD\",'C-4HD-Metric'!I86,IF($C$9=\"Recharger 180HD\",'180HD-Metric'!M86,0))))))))","v":2.6791284520018923},{"$f":"IF($C$9=\"Contactor 100HD\",'100HD-Metric'!O86,IF($C$9=\"Recharger 150XLHD\",'150XLHD-Metric'!O86,IF($C$9=\"Recharger 280HD\",'280HD-Metric'!O86,IF($C$9=\"Recharger 330XLHD\",'330XLHD-Metric'!O86,IF($C$9=\"Recharger 360HD\",'360HD-Metric'!T86,IF($C$9=\"Recharger 902HD\",'902HD-Metric'!T86,IF($C$9=\"Contactor Field Drain C-4HD\",'C-4HD-Metric'!K86,IF($C$9=\"Recharger 180HD\",'180HD-Metric'!O86,0))))))))","v":19.721813850359268},0.30479999999999996,null,null,null,null,null,{"$f":"IF($C$9=\"Contactor 100HD\",'100HD-Metric'!I86,IF($C$9=\"Recharger 150XLHD\",'150XLHD-Metric'!I86,IF($C$9=\"Recharger 280HD\",'280HD-Metric'!I86,IF($C$9=\"Recharger 330XLHD\",'330XLHD-Metric'!I86,IF($C$9=\"Recharger 360HD\",'360HD-Metric'!N86,IF($C$9=\"Recharger 902HD\",'902HD-Metric'!N86,IF($C$9=\"Recharger 180HD\",'180HD-Metric'!I86,\"\")))))))","v":0}]
[{"$f":"IF($C$9=\"Contactor 100HD\",'100HD-Metric'!B87,IF($C$9=\"Recharger 150XLHD\",'150XLHD-Metric'!B87,IF($C$9=\"Recharger 280HD\",'280HD-Metric'!B87,IF($C$9=\"Recharger 330XLHD\",'330XLHD-Metric'!B87,IF($C$9=\"Recharger 360HD\",'360HD-Metric'!B87,IF($C$9=\"Recharger 902HD\",'902HD-Metric'!B87,IF($C$9=\"Contactor Field Drain C-4HD\",'C-4HD-Metric'!B87,IF($C$9=\"Recharger 180HD\",'180HD-Metric'!B87,0))))))))","v":279.39999999999998},{"$f":"IF($C$9=\"Contactor 100HD\",'100HD-Metric'!G87,IF($C$9=\"Recharger 150XLHD\",'150XLHD-Metric'!G87,IF($C$9=\"Recharger 280HD\",'280HD-Metric'!G87,IF($C$9=\"Recharger 330XLHD\",'330XLHD-Metric'!G87,IF($C$9=\"Recharger 360HD\",'360HD-Metric'!K87,IF($C$9=\"Recharger 902HD\",'902HD-Metric'!K87,IF($C$9=\"Contactor Field Drain C-4HD\",'C-4HD-Metric'!E87,IF($C$9=\"Recharger 180HD\",'180HD-Metric'!G87,0))))))))","v":2.3002114562475819},{"$f":"IF($C$9=\"Contactor 100HD\",'100HD-Metric'!K87,IF($C$9=\"Recharger 150XLHD\",'150XLHD-Metric'!K87,IF($C$9=\"Recharger 280HD\",'280HD-Metric'!K87,IF($C$9=\"Recharger 330XLHD\",'330XLHD-Metric'!K87,IF($C$9=\"Recharger 360HD\",'360HD-Metric'!P87,IF($C$9=\"Recharger 902HD\",'902HD-Metric'!P87,IF($C$9=\"Contactor Field Drain C-4HD\",'C-4HD-Metric'!G87,IF($C$9=\"Recharger 180HD\",'180HD-Metric'!K87,0))))))))","v":0.37825842476166049},{"$f":"IF($C$9=\"Contactor 100HD\",'100HD-Metric'!M87,IF($C$9=\"Recharger 150XLHD\",'150XLHD-Metric'!M87,IF($C$9=\"Recharger 280HD\",'280HD-Metric'!M87,IF($C$9=\"Recharger 330XLHD\",'330XLHD-Metric'!M87,IF($C$9=\"Recharger 360HD\",'360HD-Metric'!R87,IF($C$9=\"Recharger 902HD\",'902HD-Metric'!R87,IF($C$9=\"Contactor Field Drain C-4HD\",'C-4HD-Metric'!I87,IF($C$9=\"Recharger 180HD\",'180HD-Metric'!M87,0))))))))","v":2.6784698810092427},{"$f":"IF($C$9=\"Contactor 100HD\",'100HD-Metric'!O87,IF($C$9=\"Recharger 150XLHD\",'150XLHD-Metric'!O87,IF($C$9=\"Recharger 280HD\",'280HD-Metric'!O87,IF($C$9=\"Recharger 330XLHD\",'330XLHD-Metric'!O87,IF($C$9=\"Recharger 360HD\",'360HD-Metric'!T87,IF($C$9=\"Recharger 902HD\",'902HD-Metric'!T87,IF($C$9=\"Contactor Field Drain C-4HD\",'C-4HD-Metric'!K87,IF($C$9=\"Recharger 180HD\",'180HD-Metric'!O87,0))))))))","v":17.042685398357374},0.27939999999999998,null,null,null,null,null,{"$f":"IF($C$9=\"Contactor 100HD\",'100HD-Metric'!I87,IF($C$9=\"Recharger 150XLHD\",'150XLHD-Metric'!I87,IF($C$9=\"Recharger 280HD\",'280HD-Metric'!I87,IF($C$9=\"Recharger 330XLHD\",'330XLHD-Metric'!I87,IF($C$9=\"Recharger 360HD\",'360HD-Metric'!N87,IF($C$9=\"Recharger 902HD\",'902HD-Metric'!N87,IF($C$9=\"Recharger 180HD\",'180HD-Metric'!I87,\"\")))))))","v":0}]
[{"$f":"IF($C$9=\"Contactor 100HD\",'100HD-Metric'!B88,IF($C$9=\"Recharger 150XLHD\",'150XLHD-Metric'!B88,IF($C$9=\"Recharger 280HD\",'280HD-Metric'!B88,IF($C$9=\"Recharger 330XLHD\",'330XLHD-Metric'!B88,IF($C$9=\"Recharger 360HD\",'360HD-Metric'!B88,IF($C$9=\"Recharger 902HD\",'902HD-Metric'!B88,IF($C$9=\"Contactor Field Drain C-4HD\",'C-4HD-Metric'!B88,IF($C$9=\"Recharger 180HD\",'180HD-Metric'!B88,0))))))))","v":254},{"$f":"IF($C$9=\"Contactor 100HD\",'100HD-Metric'!G88,IF($C$9=\"Recharger 150XLHD\",'150XLHD-Metric'!G88,IF($C$9=\"Recharger 280HD\",'280HD-Metric'!G88,IF($C$9=\"Recharger 330XLHD\",'330XLHD-Metric'!G88,IF($C$9=\"Recharger 360HD\",'360HD-Metric'!K88,IF($C$9=\"Recharger 902HD\",'902HD-Metric'!K88,IF($C$9=\"Contactor Field Drain C-4HD\",'C-4HD-Metric'!E88,IF($C$9=\"Recharger 180HD\",'180HD-Metric'!G88,0))))))))","v":2.3013090745686653},{"$f":"IF($C$9=\"Contactor 100HD\",'100HD-Metric'!K88,IF($C$9=\"Recharger 150XLHD\",'150XLHD-Metric'!K88,IF($C$9=\"Recharger 280HD\",'280HD-Metric'!K88,IF($C$9=\"Recharger 330XLHD\",'330XLHD-Metric'!K88,IF($C$9=\"Recharger 360HD\",'360HD-Metric'!P88,IF($C$9=\"Recharger 902HD\",'902HD-Metric'!P88,IF($C$9=\"Contactor Field Drain C-4HD\",'C-4HD-Metric'!G88,IF($C$9=\"Recharger 180HD\",'180HD-Metric'!K88,0))))))))","v":0.37781937743322724},{"$f":"IF($C$9=\"Contactor 100HD\",'100HD-Metric'!M88,IF($C$9=\"Recharger 150XLHD\",'150XLHD-Metric'!M88,IF($C$9=\"Recharger 280HD\",'280HD-Metric'!M88,IF($C$9=\"Recharger 330XLHD\",'330XLHD-Metric'!M88,IF($C$9=\"Recharger 360HD\",'360HD-Metric'!R88,IF($C$9=\"Recharger 902HD\",'902HD-Metric'!R88,IF($C$9=\"Contactor Field Drain C-4HD\",'C-4HD-Metric'!I88,IF($C$9=\"Recharger 180HD\",'180HD-Metric'!M88,0))))))))","v":2.6791284520018923},{"$f":"IF($C$9=\"Contactor 100HD\",'100HD-Metric'!O88,IF($C$9=\"Recharger 150XLHD\",'150XLHD-Metric'!O88,IF($C$9=\"Recharger 280HD\",'280HD-Metric'!O88,IF($C$9=\"Recharger 330XLHD\",'330XLHD-Metric'!O88,IF($C$9=\"Recharger 360HD\",'360HD-Metric'!T88,IF($C$9=\"Recharger 902HD\",'902HD-Metric'!T88,IF($C$9=\"Contactor Field Drain C-4HD\",'C-4HD-Metric'!K88,IF($C$9=\"Recharger 180HD\",'180HD-Metric'!O88,0))))))))","v":14.364215517348134},0.254,null,null,null,null,null,{"$f":"IF($C$9=\"Contactor 100HD\",'100HD-Metric'!I88,IF($C$9=\"Recharger 150XLHD\",'150XLHD-Metric'!I88,IF($C$9=\"Recharger 280HD\",'280HD-Metric'!I88,IF($C$9=\"Recharger 330XLHD\",'330XLHD-Metric'!I88,IF($C$9=\"Recharger 360HD\",'360HD-Metric'!N88,IF($C$9=\"Recharger 902HD\",'902HD-Metric'!N88,IF($C$9=\"Recharger 180HD\",'180HD-Metric'!I88,\"\")))))))","v":0}]
[{"$f":"IF($C$9=\"Contactor 100HD\",'100HD-Metric'!B89,IF($C$9=\"Recharger 150XLHD\",'150XLHD-Metric'!B89,IF($C$9=\"Recharger 280HD\",'280HD-Metric'!B89,IF($C$9=\"Recharger 330XLHD\",'330XLHD-Metric'!B89,IF($C$9=\"Recharger 360HD\",'360HD-Metric'!B89,IF($C$9=\"Recharger 902HD\",'902HD-Metric'!B89,IF($C$9=\"Contactor Field Drain C-4HD\",'C-4HD-Metric'!B89,IF($C$9=\"Recharger 180HD\",'180HD-Metric'!B89,0))))))))","v":228.6},{"$f":"IF($C$9=\"Contactor 100HD\",'100HD-Metric'!G89,IF($C$9=\"Recharger 150XLHD\",'150XLHD-Metric'!G89,IF($C$9=\"Recharger 280HD\",'280HD-Metric'!G89,IF($C$9=\"Recharger 330XLHD\",'330XLHD-Metric'!G89,IF($C$9=\"Recharger 360HD\",'360HD-Metric'!K89,IF($C$9=\"Recharger 902HD\",'902HD-Metric'!K89,IF($C$9=\"Contactor Field Drain C-4HD\",'C-4HD-Metric'!E89,IF($C$9=\"Recharger 180HD\",'180HD-Metric'!G89,0))))))))","v":0},{"$f":"IF($C$9=\"Contactor 100HD\",'100HD-Metric'!K89,IF($C$9=\"Recharger 150XLHD\",'150XLHD-Metric'!K89,IF($C$9=\"Recharger 280HD\",'280HD-Metric'!K89,IF($C$9=\"Recharger 330XLHD\",'330XLHD-Metric'!K89,IF($C$9=\"Recharger 360HD\",'360HD-Metric'!P89,IF($C$9=\"Recharger 902HD\",'902HD-Metric'!P89,IF($C$9=\"Contactor Field Drain C-4HD\",'C-4HD-Metric'!G89,IF($C$9=\"Recharger 180HD\",'180HD-Metric'!K89,0))))))))","v":1.2983430072606934},{"$f":"IF($C$9=\"Contactor 100HD\",'100HD-Metric'!M89,IF($C$9=\"Recharger 150XLHD\",'150XLHD-Metric'!M89,IF($C$9=\"Recharger 280HD\",'280HD-Metric'!M89,IF($C$9=\"Recharger 330XLHD\",'330XLHD-Metric'!M89,IF($C$9=\"Recharger 360HD\",'360HD-Metric'!R89,IF($C$9=\"Recharger 902HD\",'902HD-Metric'!R89,IF($C$9=\"Contactor Field Drain C-4HD\",'C-4HD-Metric'!I89,IF($C$9=\"Recharger 180HD\",'180HD-Metric'!M89,0))))))))","v":1.2983430072606934},{"$f":"IF($C$9=\"Contactor 100HD\",'100HD-Metric'!O89,IF($C$9=\"Recharger 150XLHD\",'150XLHD-Metric'!O89,IF($C$9=\"Recharger 280HD\",'280HD-Metric'!O89,IF($C$9=\"Recharger 330XLHD\",'330XLHD-Metric'!O89,IF($C$9=\"Recharger 360HD\",'360HD-Metric'!T89,IF($C$9=\"Recharger 902HD\",'902HD-Metric'!T89,IF($C$9=\"Contactor Field Drain C-4HD\",'C-4HD-Metric'!K89,IF($C$9=\"Recharger 180HD\",'180HD-Metric'!O89,0))))))))","v":11.685087065346242},0.2286,null,null,null,null,null,{"$f":"IF($C$9=\"Contactor 100HD\",'100HD-Metric'!I89,IF($C$9=\"Recharger 150XLHD\",'150XLHD-Metric'!I89,IF($C$9=\"Recharger 280HD\",'280HD-Metric'!I89,IF($C$9=\"Recharger 330XLHD\",'330XLHD-Metric'!I89,IF($C$9=\"Recharger 360HD\",'360HD-Metric'!N89,IF($C$9=\"Recharger 902HD\",'902HD-Metric'!N89,IF($C$9=\"Recharger 180HD\",'180HD-Metric'!I89,\"\")))))))","v":0}]
[{"$f":"IF($C$9=\"Contactor 100HD\",'100HD-Metric'!B90,IF($C$9=\"Recharger 150XLHD\",'150XLHD-Metric'!B90,IF($C$9=\"Recharger 280HD\",'280HD-Metric'!B90,IF($C$9=\"Recharger 330XLHD\",'330XLHD-Metric'!B90,IF($C$9=\"Recharger 360HD\",'360HD-Metric'!B90,IF($C$9=\"Recharger 902HD\",'902HD-Metric'!B90,IF($C$9=\"Contactor Field Drain C-4HD\",'C-4HD-Metric'!B90,IF($C$9=\"Recharger 180HD\",'180HD-Metric'!B90,0))))))))","v":203.2},{"$f":"IF($C$9=\"Contactor 100HD\",'100HD-Metric'!G90,IF($C$9=\"Recharger 150XLHD\",'150XLHD-Metric'!G90,IF($C$9=\"Recharger 280HD\",'280HD-Metric'!G90,IF($C$9=\"Recharger 330XLHD\",'330XLHD-Metric'!G90,IF($C$9=\"Recharger 360HD\",'360HD-Metric'!K90,IF($C$9=\"Recharger 902HD\",'902HD-Metric'!K90,IF($C$9=\"Contactor Field Drain C-4HD\",'C-4HD-Metric'!E90,IF($C$9=\"Recharger 180HD\",'180HD-Metric'!G90,0))))))))","v":0},{"$f":"IF($C$9=\"Contactor 100HD\",'100HD-Metric'!K90,IF($C$9=\"Recharger 150XLHD\",'150XLHD-Metric'!K90,IF($C$9=\"Recharger 280HD\",'280HD-Metric'!K90,IF($C$9=\"Recharger 330XLHD\",'330XLHD-Metric'!K90,IF($C$9=\"Recharger 360HD\",'360HD-Metric'!P90,IF($C$9=\"Recharger 902HD\",'902HD-Metric'!P90,IF($C$9=\"Contactor Field Drain C-4HD\",'C-4HD-Metric'!G90,IF($C$9=\"Recharger 180HD\",'180HD-Metric'!K90,0))))))))","v":1.2983430072606934},{"$f":"IF($C$9=\"Contactor 100HD\",'100HD-Metric'!M90,IF($C$9=\"Recharger 150XLHD\",'150XLHD-Metric'!M90,IF($C$9=\"Recharger 280HD\",'280HD-Metric'!M90,IF($C$9=\"Recharger 330XLHD\",'330XLHD-Metric'!M90,IF($C$9=\"Recharger 360HD\",'360HD-Metric'!R90,IF($C$9=\"Recharger 902HD\",'902HD-Metric'!R90,IF($C$9=\"Contactor Field Drain C-4HD\",'C-4HD-Metric'!I90,IF($C$9=\"Recharger 180HD\",'180HD-Metric'!M90,0))))))))","v":1.2983430072606934},{"$f":"IF($C$9=\"Contactor 100HD\",'100HD-Metric'!O90,IF($C$9=\"Recharger 150XLHD\",'150XLHD-Metric'!O90,IF($C$9=\"Recharger 280HD\",'280HD-Metric'!O90,IF($C$9=\"Recharger 330XLHD\",'330XLHD-Metric'!O90,IF($C$9=\"Recharger 360HD\",'360HD-Metric'!T90,IF($C$9=\"Recharger 902HD\",'902HD-Metric'!T90,IF($C$9=\"Contactor Field Drain C-4HD\",'C-4HD-Metric'!K90,IF($C$9=\"Recharger 180HD\",'180HD-Metric'!O90,0))))))))","v":10.386744058085549},0.20319999999999999,null,null,null,null,null,{"$f":"IF($C$9=\"Contactor 100HD\",'100HD-Metric'!I90,IF($C$9=\"Recharger 150XLHD\",'150XLHD-Metric'!I90,IF($C$9=\"Recharger 280HD\",'280HD-Metric'!I90,IF($C$9=\"Recharger 330XLHD\",'330XLHD-Metric'!I90,IF($C$9=\"Recharger 360HD\",'360HD-Metric'!N90,IF($C$9=\"Recharger 902HD\",'902HD-Metric'!N90,IF($C$9=\"Recharger 180HD\",'180HD-Metric'!I90,\"\")))))))","v":0}]
[{"$f":"IF($C$9=\"Contactor 100HD\",'100HD-Metric'!B91,IF($C$9=\"Recharger 150XLHD\",'150XLHD-Metric'!B91,IF($C$9=\"Recharger 280HD\",'280HD-Metric'!B91,IF($C$9=\"Recharger 330XLHD\",'330XLHD-Metric'!B91,IF($C$9=\"Recharger 360HD\",'360HD-Metric'!B91,IF($C$9=\"Recharger 902HD\",'902HD-Metric'!B91,IF($C$9=\"Contactor Field Drain C-4HD\",'C-4HD-Metric'!B91,IF($C$9=\"Recharger 180HD\",'180HD-Metric'!B91,0))))))))","v":177.79999999999998},{"$f":"IF($C$9=\"Contactor 100HD\",'100HD-Metric'!G91,IF($C$9=\"Recharger 150XLHD\",'150XLHD-Metric'!G91,IF($C$9=\"Recharger 280HD\",'280HD-Metric'!G91,IF($C$9=\"Recharger 330XLHD\",'330XLHD-Metric'!G91,IF($C$9=\"Recharger 360HD\",'360HD-Metric'!K91,IF($C$9=\"Recharger 902HD\",'902HD-Metric'!K91,IF($C$9=\"Contactor Field Drain C-4HD\",'C-4HD-Metric'!E91,IF($C$9=\"Recharger 180HD\",'180HD-Metric'!G91,0))))))))","v":0},{"$f":"IF($C$9=\"Contactor 100HD\",'100HD-Metric'!K91,IF($C$9=\"Recharger 150XLHD\",'150XLHD-Metric'!K91,IF($C$9=\"Recharger 280HD\",'280HD-Metric'!K91,IF($C$9=\"Recharger 330XLHD\",'330XLHD-Metric'!K91,IF($C$9=\"Recharger 360HD\",'360HD-Metric'!P91,IF($C$9=\"Recharger 902HD\",'902HD-Metric'!P91,IF($C$9=\"Contactor Field Drain C-4HD\",'C-4HD-Metric'!G91,IF($C$9=\"Recharger 180HD\",'180HD-Metric'!K91,0))))))))","v":1.2983430072606934},{"$f":"IF($C$9=\"Contactor 100HD\",'100HD-Metric'!M91,IF($C$9=\"Recharger 150XLHD\",'150XLHD-Metric'!M91,IF($C$9=\"Recharger 280HD\",'280HD-Metric'!M91,IF($C$9=\"Recharger 330XLHD\",'330XLHD-Metric'!M91,IF($C$9=\"Recharger 360HD\",'360HD-Metric'!R91,IF($C$9=\"Recharger 902HD\",'902HD-Metric'!R91,IF($C$9=\"Contactor Field Drain C-4HD\",'C-4HD-Metric'!I91,IF($C$9=\"Recharger 180HD\",'180HD-Metric'!M91,0))))))))","v":1.2983430072606934},{"$f":"IF($C$9=\"Contactor 100HD\",'100HD-Metric'!O91,IF($C$9=\"Recharger 150XLHD\",'150XLHD-Metric'!O91,IF($C$9=\"Recharger 280HD\",'280HD-Metric'!O91,IF($C$9=\"Recharger 330XLHD\",'330XLHD-Metric'!O91,IF($C$9=\"Recharger 360HD\",'360HD-Metric'!T91,IF($C$9=\"Recharger 902HD\",'902HD-Metric'!T91,IF($C$9=\"Contactor Field Drain C-4HD\",'C-4HD-Metric'!K91,IF($C$9=\"Recharger 180HD\",'180HD-Metric'!O91,0))))))))","v":9.0884010508248547},0.17779999999999999,null,null,null,null,null,{"$f":"IF($C$9=\"Contactor 100HD\",'100HD-Metric'!I91,IF($C$9=\"Recharger 150XLHD\",'150XLHD-Metric'!I91,IF($C$9=\"Recharger 280HD\",'280HD-Metric'!I91,IF($C$9=\"Recharger 330XLHD\",'330XLHD-Metric'!I91,IF($C$9=\"Recharger 360HD\",'360HD-Metric'!N91,IF($C$9=\"Recharger 902HD\",'902HD-Metric'!N91,IF($C$9=\"Recharger 180HD\",'180HD-Metric'!I91,\"\")))))))","v":0}]
[{"$f":"IF($C$9=\"Contactor 100HD\",'100HD-Metric'!B92,IF($C$9=\"Recharger 150XLHD\",'150XLHD-Metric'!B92,IF($C$9=\"Recharger 280HD\",'280HD-Metric'!B92,IF($C$9=\"Recharger 330XLHD\",'330XLHD-Metric'!B92,IF($C$9=\"Recharger 360HD\",'360HD-Metric'!B92,IF($C$9=\"Recharger 902HD\",'902HD-Metric'!B92,IF($C$9=\"Contactor Field Drain C-4HD\",'C-4HD-Metric'!B92,IF($C$9=\"Recharger 180HD\",'180HD-Metric'!B92,0))))))))","v":152.39999999999998},{"$f":"IF($C$9=\"Contactor 100HD\",'100HD-Metric'!G92,IF($C$9=\"Recharger 150XLHD\",'150XLHD-Metric'!G92,IF($C$9=\"Recharger 280HD\",'280HD-Metric'!G92,IF($C$9=\"Recharger 330XLHD\",'330XLHD-Metric'!G92,IF($C$9=\"Recharger 360HD\",'360HD-Metric'!K92,IF($C$9=\"Recharger 902HD\",'902HD-Metric'!K92,IF($C$9=\"Contactor Field Drain C-4HD\",'C-4HD-Metric'!E92,IF($C$9=\"Recharger 180HD\",'180HD-Metric'!G92,0))))))))","v":0},{"$f":"IF($C$9=\"Contactor 100HD\",'100HD-Metric'!K92,IF($C$9=\"Recharger 150XLHD\",'150XLHD-Metric'!K92,IF($C$9=\"Recharger 280HD\",'280HD-Metric'!K92,IF($C$9=\"Recharger 330XLHD\",'330XLHD-Metric'!K92,IF($C$9=\"Recharger 360HD\",'360HD-Metric'!P92,IF($C$9=\"Recharger 902HD\",'902HD-Metric'!P92,IF($C$9=\"Contactor Field Drain C-4HD\",'C-4HD-Metric'!G92,IF($C$9=\"Recharger 180HD\",'180HD-Metric'!K92,0))))))))","v":1.2983430072606934},{"$f":"IF($C$9=\"Contactor 100HD\",'100HD-Metric'!M92,IF($C$9=\"Recharger 150XLHD\",'150XLHD-Metric'!M92,IF($C$9=\"Recharger 280HD\",'280HD-Metric'!M92,IF($C$9=\"Recharger 330XLHD\",'330XLHD-Metric'!M92,IF($C$9=\"Recharger 360HD\",'360HD-Metric'!R92,IF($C$9=\"Recharger 902HD\",'902HD-Metric'!R92,IF($C$9=\"Contactor Field Drain C-4HD\",'C-4HD-Metric'!I92,IF($C$9=\"Recharger 180HD\",'180HD-Metric'!M92,0))))))))","v":1.2983430072606934},{"$f":"IF($C$9=\"Contactor 100HD\",'100HD-Metric'!O92,IF($C$9=\"Recharger 150XLHD\",'150XLHD-Metric'!O92,IF($C$9=\"Recharger 280HD\",'280HD-Metric'!O92,IF($C$9=\"Recharger 330XLHD\",'330XLHD-Metric'!O92,IF($C$9=\"Recharger 360HD\",'360HD-Metric'!T92,IF($C$9=\"Recharger 902HD\",'902HD-Metric'!T92,IF($C$9=\"Contactor Field Drain C-4HD\",'C-4HD-Metric'!K92,IF($C$9=\"Recharger 180HD\",'180HD-Metric'!O92,0))))))))","v":7.7900580435641604},0.15239999999999998,null,null,null,null,null,{"$f":"IF($C$9=\"Contactor 100HD\",'100HD-Metric'!I92,IF($C$9=\"Recharger 150XLHD\",'150XLHD-Metric'!I92,IF($C$9=\"Recharger 280HD\",'280HD-Metric'!I92,IF($C$9=\"Recharger 330XLHD\",'330XLHD-Metric'!I92,IF($C$9=\"Recharger 360HD\",'360HD-Metric'!N92,IF($C$9=\"Recharger 902HD\",'902HD-Metric'!N92,IF($C$9=\"Recharger 180HD\",'180HD-Metric'!I92,\"\")))))))","v":0}]
[{"$f":"IF($C$9=\"Contactor 100HD\",'100HD-Metric'!B93,IF($C$9=\"Recharger 150XLHD\",'150XLHD-Metric'!B93,IF($C$9=\"Recharger 280HD\",'280HD-Metric'!B93,IF($C$9=\"Recharger 330XLHD\",'330XLHD-Metric'!B93,IF($C$9=\"Recharger 360HD\",'360HD-Metric'!B93,IF($C$9=\"Recharger 902HD\",'902HD-Metric'!B93,IF($C$9=\"Contactor Field Drain C-4HD\",'C-4HD-Metric'!B93,IF($C$9=\"Recharger 180HD\",'180HD-Metric'!B93,0))))))))","v":127},{"$f":"IF($C$9=\"Contactor 100HD\",'100HD-Metric'!G93,IF($C$9=\"Recharger 150XLHD\",'150XLHD-Metric'!G93,IF($C$9=\"Recharger 280HD\",'280HD-Metric'!G93,IF($C$9=\"Recharger 330XLHD\",'330XLHD-Metric'!G93,IF($C$9=\"Recharger 360HD\",'360HD-Metric'!K93,IF($C$9=\"Recharger 902HD\",'902HD-Metric'!K93,IF($C$9=\"Contactor Field Drain C-4HD\",'C-4HD-Metric'!E93,IF($C$9=\"Recharger 180HD\",'180HD-Metric'!G93,0))))))))","v":0},{"$f":"IF($C$9=\"Contactor 100HD\",'100HD-Metric'!K93,IF($C$9=\"Recharger 150XLHD\",'150XLHD-Metric'!K93,IF($C$9=\"Recharger 280HD\",'280HD-Metric'!K93,IF($C$9=\"Recharger 330XLHD\",'330XLHD-Metric'!K93,IF($C$9=\"Recharger 360HD\",'360HD-Metric'!P93,IF($C$9=\"Recharger 902HD\",'902HD-Metric'!P93,IF($C$9=\"Contactor Field Drain C-4HD\",'C-4HD-Metric'!G93,IF($C$9=\"Recharger 180HD\",'180HD-Metric'!K93,0))))))))","v":1.2983430072606934},{"$f":"IF($C$9=\"Contactor 100HD\",'100HD-Metric'!M93,IF($C$9=\"Recharger 150XLHD\",'150XLHD-Metric'!M93,IF($C$9=\"Recharger 280HD\",'280HD-Metric'!M93,IF($C$9=\"Recharger 330XLHD\",'330XLHD-Metric'!M93,IF($C$9=\"Recharger 360HD\",'360HD-Metric'!R93,IF($C$9=\"Recharger 902HD\",'902HD-Metric'!R93,IF($C$9=\"Contactor Field Drain C-4HD\",'C-4HD-Metric'!I93,IF($C$9=\"Recharger 180HD\",'180HD-Metric'!M93,0))))))))","v":1.2983430072606934},{"$f":"IF($C$9=\"Contactor 100HD\",'100HD-Metric'!O93,IF($C$9=\"Recharger 150XLHD\",'150XLHD-Metric'!O93,IF($C$9=\"Recharger 280HD\",'280HD-Metric'!O93,IF($C$9=\"Recharger 330XLHD\",'330XLHD-Metric'!O93,IF($C$9=\"Recharger 360HD\",'360HD-Metric'!T93,IF($C$9=\"Recharger 902HD\",'902HD-Metric'!T93,IF($C$9=\"Contactor Field Drain C-4HD\",'C-4HD-Metric'!K93,IF($C$9=\"Recharger 180HD\",'180HD-Metric'!O93,0))))))))","v":6.4917150363034661},{"$f":"IF(A87<0,\"\",C$16+A87/1000)","v":0.127},null,null,null,null,null,{"$f":"IF($C$9=\"Contactor 100HD\",'100HD-Metric'!I93,IF($C$9=\"Recharger 150XLHD\",'150XLHD-Metric'!I93,IF($C$9=\"Recharger 280HD\",'280HD-Metric'!I93,IF($C$9=\"Recharger 330XLHD\",'330XLHD-Metric'!I93,IF($C$9=\"Recharger 360HD\",'360HD-Metric'!N93,IF($C$9=\"Recharger 902HD\",'902HD-Metric'!N93,IF($C$9=\"Recharger 180HD\",'180HD-Metric'!I93,\"\")))))))","v":0}]
[{"$f":"IF($C$9=\"Contactor 100HD\",'100HD-Metric'!B94,IF($C$9=\"Recharger 150XLHD\",'150XLHD-Metric'!B94,IF($C$9=\"Recharger 280HD\",'280HD-Metric'!B94,IF($C$9=\"Recharger 330XLHD\",'330XLHD-Metric'!B94,IF($C$9=\"Recharger 360HD\",'360HD-Metric'!B94,IF($C$9=\"Recharger 902HD\",'902HD-Metric'!B94,IF($C$9=\"Contactor Field Drain C-4HD\",'C-4HD-Metric'!B94,IF($C$9=\"Recharger 180HD\",'180HD-Metric'!B94,0))))))))","v":101.6},{"$f":"IF($C$9=\"Contactor 100HD\",'100HD-Metric'!G94,IF($C$9=\"Recharger 150XLHD\",'150XLHD-Metric'!G94,IF($C$9=\"Recharger 280HD\",'280HD-Metric'!G94,IF($C$9=\"Recharger 330XLHD\",'330XLHD-Metric'!G94,IF($C$9=\"Recharger 360HD\",'360HD-Metric'!K94,IF($C$9=\"Recharger 902HD\",'902HD-Metric'!K94,IF($C$9=\"Contactor Field Drain C-4HD\",'C-4HD-Metric'!E94,IF($C$9=\"Recharger 180HD\",'180HD-Metric'!G94,0))))))))","v":0},{"$f":"IF($C$9=\"Contactor 100HD\",'100HD-Metric'!K94,IF($C$9=\"Recharger 150XLHD\",'150XLHD-Metric'!K94,IF($C$9=\"Recharger 280HD\",'280HD-Metric'!K94,IF($C$9=\"Recharger 330XLHD\",'330XLHD-Metric'!K94,IF($C$9=\"Recharger 360HD\",'360HD-Metric'!P94,IF($C$9=\"Recharger 902HD\",'902HD-Metric'!P94,IF($C$9=\"Contactor Field Drain C-4HD\",'C-4HD-Metric'!G94,IF($C$9=\"Recharger 180HD\",'180HD-Metric'!K94,0))))))))","v":1.2983430072606934},{"$f":"IF($C$9=\"Contactor 100HD\",'100HD-Metric'!M94,IF($C$9=\"Recharger 150XLHD\",'150XLHD-Metric'!M94,IF($C$9=\"Recharger 280HD\",'280HD-Metric'!M94,IF($C$9=\"Recharger 330XLHD\",'330XLHD-Metric'!M94,IF($C$9=\"Recharger 360HD\",'360HD-Metric'!R94,IF($C$9=\"Recharger 902HD\",'902HD-Metric'!R94,IF($C$9=\"Contactor Field Drain C-4HD\",'C-4HD-Metric'!I94,IF($C$9=\"Recharger 180HD\",'180HD-Metric'!M94,0))))))))","v":1.2983430072606934},{"$f":"IF($C$9=\"Contactor 100HD\",'100HD-Metric'!O94,IF($C$9=\"Recharger 150XLHD\",'150XLHD-Metric'!O94,IF($C$9=\"Recharger 280HD\",'280HD-Metric'!O94,IF($C$9=\"Recharger 330XLHD\",'330XLHD-Metric'!O94,IF($C$9=\"Recharger 360HD\",'360HD-Metric'!T94,IF($C$9=\"Recharger 902HD\",'902HD-Metric'!T94,IF($C$9=\"Contactor Field Drain C-4HD\",'C-4HD-Metric'!K94,IF($C$9=\"Recharger 180HD\",'180HD-Metric'!O94,0))))))))","v":5.1933720290427736},0.1016,null,null,null,null,null,{"$f":"IF($C$9=\"Contactor 100HD\",'100HD-Metric'!I94,IF($C$9=\"Recharger 150XLHD\",'150XLHD-Metric'!I94,IF($C$9=\"Recharger 280HD\",'280HD-Metric'!I94,IF($C$9=\"Recharger 330XLHD\",'330XLHD-Metric'!I94,IF($C$9=\"Recharger 360HD\",'360HD-Metric'!N94,IF($C$9=\"Recharger 902HD\",'902HD-Metric'!N94,IF($C$9=\"Recharger 180HD\",'180HD-Metric'!I94,\"\")))))))","v":0}]
[{"$f":"IF($C$9=\"Contactor 100HD\",'100HD-Metric'!B95,IF($C$9=\"Recharger 150XLHD\",'150XLHD-Metric'!B95,IF($C$9=\"Recharger 280HD\",'280HD-Metric'!B95,IF($C$9=\"Recharger 330XLHD\",'330XLHD-Metric'!B95,IF($C$9=\"Recharger 360HD\",'360HD-Metric'!B95,IF($C$9=\"Recharger 902HD\",'902HD-Metric'!B95,IF($C$9=\"Contactor Field Drain C-4HD\",'C-4HD-Metric'!B95,IF($C$9=\"Recharger 180HD\",'180HD-Metric'!B95,0))))))))","v":76.199999999999989},{"$f":"IF($C$9=\"Contactor 100HD\",'100HD-Metric'!G95,IF($C$9=\"Recharger 150XLHD\",'150XLHD-Metric'!G95,IF($C$9=\"Recharger 280HD\",'280HD-Metric'!G95,IF($C$9=\"Recharger 330XLHD\",'330XLHD-Metric'!G95,IF($C$9=\"Recharger 360HD\",'360HD-Metric'!K95,IF($C$9=\"Recharger 902HD\",'902HD-Metric'!K95,IF($C$9=\"Contactor Field Drain C-4HD\",'C-4HD-Metric'!E95,IF($C$9=\"Recharger 180HD\",'180HD-Metric'!G95,0))))))))","v":0},{"$f":"IF($C$9=\"Contactor 100HD\",'100HD-Metric'!K95,IF($C$9=\"Recharger 150XLHD\",'150XLHD-Metric'!K95,IF($C$9=\"Recharger 280HD\",'280HD-Metric'!K95,IF($C$9=\"Recharger 330XLHD\",'330XLHD-Metric'!K95,IF($C$9=\"Recharger 360HD\",'360HD-Metric'!P95,IF($C$9=\"Recharger 902HD\",'902HD-Metric'!P95,IF($C$9=\"Contactor Field Drain C-4HD\",'C-4HD-Metric'!G95,IF($C$9=\"Recharger 180HD\",'180HD-Metric'!K95,0))))))))","v":1.2983430072606934},{"$f":"IF($C$9=\"Contactor 100HD\",'100HD-Metric'!M95,IF($C$9=\"Recharger 150XLHD\",'150XLHD-Metric'!M95,IF($C$9=\"Recharger 280HD\",'280HD-Metric'!M95,IF($C$9=\"Recharger 330XLHD\",'330XLHD-Metric'!M95,IF($C$9=\"Recharger 360HD\",'360HD-Metric'!R95,IF($C$9=\"Recharger 902HD\",'902HD-Metric'!R95,IF($C$9=\"Contactor Field Drain C-4HD\",'C-4HD-Metric'!I95,IF($C$9=\"Recharger 180HD\",'180HD-Metric'!M95,0))))))))","v":1.2983430072606934},{"$f":"IF($C$9=\"Contactor 100HD\",'100HD-Metric'!O95,IF($C$9=\"Recharger 150XLHD\",'150XLHD-Metric'!O95,IF($C$9=\"Recharger 280HD\",'280HD-Metric'!O95,IF($C$9=\"Recharger 330XLHD\",'330XLHD-Metric'!O95,IF($C$9=\"Recharger 360HD\",'360HD-Metric'!T95,IF($C$9=\"Recharger 902HD\",'902HD-Metric'!T95,IF($C$9=\"Contactor Field Drain C-4HD\",'C-4HD-Metric'!K95,IF($C$9=\"Recharger 180HD\",'180HD-Metric'!O95,0))))))))","v":3.8950290217820802},7.619999999999999E-2,null,null,null,null,null,{"$f":"IF($C$9=\"Contactor 100HD\",'100HD-Metric'!I95,IF($C$9=\"Recharger 150XLHD\",'150XLHD-Metric'!I95,IF($C$9=\"Recharger 280HD\",'280HD-Metric'!I95,IF($C$9=\"Recharger 330XLHD\",'330XLHD-Metric'!I95,IF($C$9=\"Recharger 360HD\",'360HD-Metric'!N95,IF($C$9=\"Recharger 902HD\",'902HD-Metric'!N95,IF($C$9=\"Recharger 180HD\",'180HD-Metric'!I95,\"\")))))))","v":0}]
[{"$f":"IF($C$9=\"Contactor 100HD\",'100HD-Metric'!B96,IF($C$9=\"Recharger 150XLHD\",'150XLHD-Metric'!B96,IF($C$9=\"Recharger 280HD\",'280HD-Metric'!B96,IF($C$9=\"Recharger 330XLHD\",'330XLHD-Metric'!B96,IF($C$9=\"Recharger 360HD\",'360HD-Metric'!B96,IF($C$9=\"Recharger 902HD\",'902HD-Metric'!B96,IF($C$9=\"Contactor Field Drain C-4HD\",'C-4HD-Metric'!B96,IF($C$9=\"Recharger 180HD\",'180HD-Metric'!B96,0))))))))","v":50.8},{"$f":"IF($C$9=\"Contactor 100HD\",'100HD-Metric'!G96,IF($C$9=\"Recharger 150XLHD\",'150XLHD-Metric'!G96,IF($C$9=\"Recharger 280HD\",'280HD-Metric'!G96,IF($C$9=\"Recharger 330XLHD\",'330XLHD-Metric'!G96,IF($C$9=\"Recharger 360HD\",'360HD-Metric'!K96,IF($C$9=\"Recharger 902HD\",'902HD-Metric'!K96,IF($C$9=\"Contactor Field Drain C-4HD\",'C-4HD-Metric'!E96,IF($C$9=\"Recharger 180HD\",'180HD-Metric'!G96,0))))))))","v":0},{"$f":"IF($C$9=\"Contactor 100HD\",'100HD-Metric'!K96,IF($C$9=\"Recharger 150XLHD\",'150XLHD-Metric'!K96,IF($C$9=\"Recharger 280HD\",'280HD-Metric'!K96,IF($C$9=\"Recharger 330XLHD\",'330XLHD-Metric'!K96,IF($C$9=\"Recharger 360HD\",'360HD-Metric'!P96,IF($C$9=\"Recharger 902HD\",'902HD-Metric'!P96,IF($C$9=\"Contactor Field Drain C-4HD\",'C-4HD-Metric'!G96,IF($C$9=\"Recharger 180HD\",'180HD-Metric'!K96,0))))))))","v":1.2983430072606934},{"$f":"IF($C$9=\"Contactor 100HD\",'100HD-Metric'!M96,IF($C$9=\"Recharger 150XLHD\",'150XLHD-Metric'!M96,IF($C$9=\"Recharger 280HD\",'280HD-Metric'!M96,IF($C$9=\"Recharger 330XLHD\",'330XLHD-Metric'!M96,IF($C$9=\"Recharger 360HD\",'360HD-Metric'!R96,IF($C$9=\"Recharger 902HD\",'902HD-Metric'!R96,IF($C$9=\"Contactor Field Drain C-4HD\",'C-4HD-Metric'!I96,IF($C$9=\"Recharger 180HD\",'180HD-Metric'!M96,0))))))))","v":1.2983430072606934},{"$f":"IF($C$9=\"Contactor 100HD\",'100HD-Metric'!O96,IF($C$9=\"Recharger 150XLHD\",'150XLHD-Metric'!O96,IF($C$9=\"Recharger 280HD\",'280HD-Metric'!O96,IF($C$9=\"Recharger 330XLHD\",'330XLHD-Metric'!O96,IF($C$9=\"Recharger 360HD\",'360HD-Metric'!T96,IF($C$9=\"Recharger 902HD\",'902HD-Metric'!T96,IF($C$9=\"Contactor Field Drain C-4HD\",'C-4HD-Metric'!K96,IF($C$9=\"Recharger 180HD\",'180HD-Metric'!O96,0))))))))","v":2.5966860145213868},5.0799999999999998E-2,null,null,null,null,null,{"$f":"IF($C$9=\"Contactor 100HD\",'100HD-Metric'!I96,IF($C$9=\"Recharger 150XLHD\",'150XLHD-Metric'!I96,IF($C$9=\"Recharger 280HD\",'280HD-Metric'!I96,IF($C$9=\"Recharger 330XLHD\",'330XLHD-Metric'!I96,IF($C$9=\"Recharger 360HD\",'360HD-Metric'!N96,IF($C$9=\"Recharger 902HD\",'902HD-Metric'!N96,IF($C$9=\"Recharger 180HD\",'180HD-Metric'!I96,\"\")))))))","v":0}]
[{"$f":"IF($C$9=\"Contactor 100HD\",'100HD-Metric'!B97,IF($C$9=\"Recharger 150XLHD\",'150XLHD-Metric'!B97,IF($C$9=\"Recharger 280HD\",'280HD-Metric'!B97,IF($C$9=\"Recharger 330XLHD\",'330XLHD-Metric'!B97,IF($C$9=\"Recharger 360HD\",'360HD-Metric'!B97,IF($C$9=\"Recharger 902HD\",'902HD-Metric'!B97,IF($C$9=\"Contactor Field Drain C-4HD\",'C-4HD-Metric'!B97,IF($C$9=\"Recharger 180HD\",'180HD-Metric'!B97,0))))))))","v":25.4},{"$f":"IF($C$9=\"Contactor 100HD\",'100HD-Metric'!G97,IF($C$9=\"Recharger 150XLHD\",'150XLHD-Metric'!G97,IF($C$9=\"Recharger 280HD\",'280HD-Metric'!G97,IF($C$9=\"Recharger 330XLHD\",'330XLHD-Metric'!G97,IF($C$9=\"Recharger 360HD\",'360HD-Metric'!K97,IF($C$9=\"Recharger 902HD\",'902HD-Metric'!K97,IF($C$9=\"Contactor Field Drain C-4HD\",'C-4HD-Metric'!E97,IF($C$9=\"Recharger 180HD\",'180HD-Metric'!G97,0))))))))","v":0},{"$f":"IF($C$9=\"Contactor 100HD\",'100HD-Metric'!K97,IF($C$9=\"Recharger 150XLHD\",'150XLHD-Metric'!K97,IF($C$9=\"Recharger 280HD\",'280HD-Metric'!K97,IF($C$9=\"Recharger 330XLHD\",'330XLHD-Metric'!K97,IF($C$9=\"Recharger 360HD\",'360HD-Metric'!P97,IF($C$9=\"Recharger 902HD\",'902HD-Metric'!P97,IF($C$9=\"Contactor Field Drain C-4HD\",'C-4HD-Metric'!G97,IF($C$9=\"Recharger 180HD\",'180HD-Metric'!K97,0))))))))","v":1.2983430072606934},{"$f":"IF($C$9=\"Contactor 100HD\",'100HD-Metric'!M97,IF($C$9=\"Recharger 150XLHD\",'150XLHD-Metric'!M97,IF($C$9=\"Recharger 280HD\",'280HD-Metric'!M97,IF($C$9=\"Recharger 330XLHD\",'330XLHD-Metric'!M97,IF($C$9=\"Recharger 360HD\",'360HD-Metric'!R97,IF($C$9=\"Recharger 902HD\",'902HD-Metric'!R97,IF($C$9=\"Contactor Field Drain C-4HD\",'C-4HD-Metric'!I97,IF($C$9=\"Recharger 180HD\",'180HD-Metric'!M97,0))))))))","v":1.2983430072606934},{"$f":"IF($C$9=\"Contactor 100HD\",'100HD-Metric'!O97,IF($C$9=\"Recharger 150XLHD\",'150XLHD-Metric'!O97,IF($C$9=\"Recharger 280HD\",'280HD-Metric'!O97,IF($C$9=\"Recharger 330XLHD\",'330XLHD-Metric'!O97,IF($C$9=\"Recharger 360HD\",'360HD-Metric'!T97,IF($C$9=\"Recharger 902HD\",'902HD-Metric'!T97,IF($C$9=\"Contactor Field Drain C-4HD\",'C-4HD-Metric'!K97,IF($C$9=\"Recharger 180HD\",'180HD-Metric'!O97,0))))))))","v":1.2983430072606934},2.5399999999999999E-2,null,null,null,null,null,{"$f":"IF($C$9=\"Contactor 100HD\",'100HD-Metric'!I97,IF($C$9=\"Recharger 150XLHD\",'150XLHD-Metric'!I97,IF($C$9=\"Recharger 280HD\",'280HD-Metric'!I97,IF($C$9=\"Recharger 330XLHD\",'330XLHD-Metric'!I97,IF($C$9=\"Recharger 360HD\",'360HD-Metric'!N97,IF($C$9=\"Recharger 902HD\",'902HD-Metric'!N97,IF($C$9=\"Recharger 180HD\",'180HD-Metric'!I97,\"\")))))))","v":0}]
[{"$f":"IF($C$9=\"Contactor 100HD\",'100HD-Metric'!B98,IF($C$9=\"Recharger 150XLHD\",'150XLHD-Metric'!B98,IF($C$9=\"Recharger 280HD\",'280HD-Metric'!B98,IF($C$9=\"Recharger 330XLHD\",'330XLHD-Metric'!B98,IF($C$9=\"Recharger 360HD\",'360HD-Metric'!B98,IF($C$9=\"Recharger 902HD\",'902HD-Metric'!B98,IF($C$9=\"Contactor Field Drain C-4HD\",'C-4HD-Metric'!B98,IF($C$9=\"Recharger 180HD\",'180HD-Metric'!B98,0))))))))","v":0},{"$f":"IF($C$9=\"Contactor 100HD\",'100HD-Metric'!G98,IF($C$9=\"Recharger 150XLHD\",'150XLHD-Metric'!G98,IF($C$9=\"Recharger 280HD\",'280HD-Metric'!G98,IF($C$9=\"Recharger 330XLHD\",'330XLHD-Metric'!G98,IF($C$9=\"Recharger 360HD\",'360HD-Metric'!K98,IF($C$9=\"Recharger 902HD\",'902HD-Metric'!K98,IF($C$9=\"Contactor Field Drain C-4HD\",'C-4HD-Metric'!E98,IF($C$9=\"Recharger 180HD\",'180HD-Metric'!G98,0))))))))","v":0},{"$f":"IF($C$9=\"Contactor 100HD\",'100HD-Metric'!K98,IF($C$9=\"Recharger 150XLHD\",'150XLHD-Metric'!K98,IF($C$9=\"Recharger 280HD\",'280HD-Metric'!K98,IF($C$9=\"Recharger 330XLHD\",'330XLHD-Metric'!K98,IF($C$9=\"Recharger 360HD\",'360HD-Metric'!P98,IF($C$9=\"Recharger 902HD\",'902HD-Metric'!P98,IF($C$9=\"Contactor Field Drain C-4HD\",'C-4HD-Metric'!G98,IF($C$9=\"Recharger 180HD\",'180HD-Metric'!K98,0))))))))","v":0},{"$f":"IF($C$9=\"Contactor 100HD\",'100HD-Metric'!M98,IF($C$9=\"Recharger 150XLHD\",'150XLHD-Metric'!M98,IF($C$9=\"Recharger 280HD\",'280HD-Metric'!M98,IF($C$9=\"Recharger 330XLHD\",'330XLHD-Metric'!M98,IF($C$9=\"Recharger 360HD\",'360HD-Metric'!R98,IF($C$9=\"Recharger 902HD\",'902HD-Metric'!R98,IF($C$9=\"Contactor Field Drain C-4HD\",'C-4HD-Metric'!I98,IF($C$9=\"Recharger 180HD\",'180HD-Metric'!M98,0))))))))","v":0},{"$f":"IF($C$9=\"Contactor 100HD\",'100HD-Metric'!O98,IF($C$9=\"Recharger 150XLHD\",'150XLHD-Metric'!O98,IF($C$9=\"Recharger 280HD\",'280HD-Metric'!O98,IF($C$9=\"Recharger 330XLHD\",'330XLHD-Metric'!O98,IF($C$9=\"Recharger 360HD\",'360HD-Metric'!T98,IF($C$9=\"Recharger 902HD\",'902HD-Metric'!T98,IF($C$9=\"Contactor Field Drain C-4HD\",'C-4HD-Metric'!K98,IF($C$9=\"Recharger 180HD\",'180HD-Metric'!O98,0))))))))","v":0},0,null,null,null,null,null,{"$f":"IF($C$9=\"Contactor 100HD\",'100HD-Metric'!I98,IF($C$9=\"Recharger 150XLHD\",'150XLHD-Metric'!I98,IF($C$9=\"Recharger 280HD\",'280HD-Metric'!I98,IF($C$9=\"Recharger 330XLHD\",'330XLHD-Metric'!I98,IF($C$9=\"Recharger 360HD\",'360HD-Metric'!N98,IF($C$9=\"Recharger 902HD\",'902HD-Metric'!N98,IF($C$9=\"Recharger 180HD\",'180HD-Metric'!I98,\"\")))))))","v":0}]
[{"$f":"IF($C$9=\"Contactor 100HD\",'100HD-Metric'!B99,IF($C$9=\"Recharger 150XLHD\",'150XLHD-Metric'!B99,IF($C$9=\"Recharger 280HD\",'280HD-Metric'!B99,IF($C$9=\"Recharger 330XLHD\",'330XLHD-Metric'!B99,IF($C$9=\"Recharger 360HD\",'360HD-Metric'!B99,IF($C$9=\"Recharger 902HD\",'902HD-Metric'!B99,IF($C$9=\"Contactor Field Drain C-4HD\",'C-4HD-Metric'!B99,IF($C$9=\"Recharger 180HD\",'180HD-Metric'!B99,0))))))))","v":-25.4},{"$f":"IF($C$9=\"Contactor 100HD\",'100HD-Metric'!G99,IF($C$9=\"Recharger 150XLHD\",'150XLHD-Metric'!G99,IF($C$9=\"Recharger 280HD\",'280HD-Metric'!G99,IF($C$9=\"Recharger 330XLHD\",'330XLHD-Metric'!G99,IF($C$9=\"Recharger 360HD\",'360HD-Metric'!K99,IF($C$9=\"Recharger 902HD\",'902HD-Metric'!K99,IF($C$9=\"Contactor Field Drain C-4HD\",'C-4HD-Metric'!E99,IF($C$9=\"Recharger 180HD\",'180HD-Metric'!G99,0))))))))","v":""},{"$f":"IF($C$9=\"Contactor 100HD\",'100HD-Metric'!K99,IF($C$9=\"Recharger 150XLHD\",'150XLHD-Metric'!K99,IF($C$9=\"Recharger 280HD\",'280HD-Metric'!K99,IF($C$9=\"Recharger 330XLHD\",'330XLHD-Metric'!K99,IF($C$9=\"Recharger 360HD\",'360HD-Metric'!P99,IF($C$9=\"Recharger 902HD\",'902HD-Metric'!P99,IF($C$9=\"Contactor Field Drain C-4HD\",'C-4HD-Metric'!G99,IF($C$9=\"Recharger 180HD\",'180HD-Metric'!K99,0))))))))","v":""},{"$f":"IF($C$9=\"Contactor 100HD\",'100HD-Metric'!M99,IF($C$9=\"Recharger 150XLHD\",'150XLHD-Metric'!M99,IF($C$9=\"Recharger 280HD\",'280HD-Metric'!M99,IF($C$9=\"Recharger 330XLHD\",'330XLHD-Metric'!M99,IF($C$9=\"Recharger 360HD\",'360HD-Metric'!R99,IF($C$9=\"Recharger 902HD\",'902HD-Metric'!R99,IF($C$9=\"Contactor Field Drain C-4HD\",'C-4HD-Metric'!I99,IF($C$9=\"Recharger 180HD\",'180HD-Metric'!M99,0))))))))","v":""},{"$f":"IF($C$9=\"Contactor 100HD\",'100HD-Metric'!O99,IF($C$9=\"Recharger 150XLHD\",'150XLHD-Metric'!O99,IF($C$9=\"Recharger 280HD\",'280HD-Metric'!O99,IF($C$9=\"Recharger 330XLHD\",'330XLHD-Metric'!O99,IF($C$9=\"Recharger 360HD\",'360HD-Metric'!T99,IF($C$9=\"Recharger 902HD\",'902HD-Metric'!T99,IF($C$9=\"Contactor Field Drain C-4HD\",'C-4HD-Metric'!K99,IF($C$9=\"Recharger 180HD\",'180HD-Metric'!O99,0))))))))","v":""},"",null,null,null,null,null,{"$f":"IF($C$9=\"Contactor 100HD\",'100HD-Metric'!I99,IF($C$9=\"Recharger 150XLHD\",'150XLHD-Metric'!I99,IF($C$9=\"Recharger 280HD\",'280HD-Metric'!I99,IF($C$9=\"Recharger 330XLHD\",'330XLHD-Metric'!I99,IF($C$9=\"Recharger 360HD\",'360HD-Metric'!N99,IF($C$9=\"Recharger 902HD\",'902HD-Metric'!N99,IF($C$9=\"Recharger 180HD\",'180HD-Metric'!I99,\"\")))))))","v":""}]
[{"$f":"IF($C$9=\"Contactor 100HD\",'100HD-Metric'!B100,IF($C$9=\"Recharger 150XLHD\",'150XLHD-Metric'!B100,IF($C$9=\"Recharger 280HD\",'280HD-Metric'!B100,IF($C$9=\"Recharger 330XLHD\",'330XLHD-Metric'!B100,IF($C$9=\"Recharger 360HD\",'360HD-Metric'!B100,IF($C$9=\"Recharger 902HD\",'902HD-Metric'!B100,IF($C$9=\"Contactor Field Drain C-4HD\",'C-4HD-Metric'!B100,IF($C$9=\"Recharger 180HD\",'180HD-Metric'!B100,0))))))))","v":-50.8},{"$f":"IF($C$9=\"Contactor 100HD\",'100HD-Metric'!G100,IF($C$9=\"Recharger 150XLHD\",'150XLHD-Metric'!G100,IF($C$9=\"Recharger 280HD\",'280HD-Metric'!G100,IF($C$9=\"Recharger 330XLHD\",'330XLHD-Metric'!G100,IF($C$9=\"Recharger 360HD\",'360HD-Metric'!K100,IF($C$9=\"Recharger 902HD\",'902HD-Metric'!K100,IF($C$9=\"Contactor Field Drain C-4HD\",'C-4HD-Metric'!E100,IF($C$9=\"Recharger 180HD\",'180HD-Metric'!G100,0))))))))","v":""},{"$f":"IF($C$9=\"Contactor 100HD\",'100HD-Metric'!K100,IF($C$9=\"Recharger 150XLHD\",'150XLHD-Metric'!K100,IF($C$9=\"Recharger 280HD\",'280HD-Metric'!K100,IF($C$9=\"Recharger 330XLHD\",'330XLHD-Metric'!K100,IF($C$9=\"Recharger 360HD\",'360HD-Metric'!P100,IF($C$9=\"Recharger 902HD\",'902HD-Metric'!P100,IF($C$9=\"Contactor Field Drain C-4HD\",'C-4HD-Metric'!G100,IF($C$9=\"Recharger 180HD\",'180HD-Metric'!K100,0))))))))","v":""},{"$f":"IF($C$9=\"Contactor 100HD\",'100HD-Metric'!M100,IF($C$9=\"Recharger 150XLHD\",'150XLHD-Metric'!M100,IF($C$9=\"Recharger 280HD\",'280HD-Metric'!M100,IF($C$9=\"Recharger 330XLHD\",'330XLHD-Metric'!M100,IF($C$9=\"Recharger 360HD\",'360HD-Metric'!R100,IF($C$9=\"Recharger 902HD\",'902HD-Metric'!R100,IF($C$9=\"Contactor Field Drain C-4HD\",'C-4HD-Metric'!I100,IF($C$9=\"Recharger 180HD\",'180HD-Metric'!M100,0))))))))","v":""},{"$f":"IF($C$9=\"Contactor 100HD\",'100HD-Metric'!O100,IF($C$9=\"Recharger 150XLHD\",'150XLHD-Metric'!O100,IF($C$9=\"Recharger 280HD\",'280HD-Metric'!O100,IF($C$9=\"Recharger 330XLHD\",'330XLHD-Metric'!O100,IF($C$9=\"Recharger 360HD\",'360HD-Metric'!T100,IF($C$9=\"Recharger 902HD\",'902HD-Metric'!T100,IF($C$9=\"Contactor Field Drain C-4HD\",'C-4HD-Metric'!K100,IF($C$9=\"Recharger 180HD\",'180HD-Metric'!O100,0))))))))","v":""},"",null,null,null,null,null,{"$f":"IF($C$9=\"Contactor 100HD\",'100HD-Metric'!I100,IF($C$9=\"Recharger 150XLHD\",'150XLHD-Metric'!I100,IF($C$9=\"Recharger 280HD\",'280HD-Metric'!I100,IF($C$9=\"Recharger 330XLHD\",'330XLHD-Metric'!I100,IF($C$9=\"Recharger 360HD\",'360HD-Metric'!N100,IF($C$9=\"Recharger 902HD\",'902HD-Metric'!N100,IF($C$9=\"Recharger 180HD\",'180HD-Metric'!I100,\"\")))))))","v":""}]
[{"$f":"IF($C$9=\"Contactor 100HD\",'100HD-Metric'!B101,IF($C$9=\"Recharger 150XLHD\",'150XLHD-Metric'!B101,IF($C$9=\"Recharger 280HD\",'280HD-Metric'!B101,IF($C$9=\"Recharger 330XLHD\",'330XLHD-Metric'!B101,IF($C$9=\"Recharger 360HD\",'360HD-Metric'!B101,IF($C$9=\"Recharger 902HD\",'902HD-Metric'!B101,IF($C$9=\"Contactor Field Drain C-4HD\",'C-4HD-Metric'!B101,IF($C$9=\"Recharger 180HD\",'180HD-Metric'!B101,0))))))))","v":-76.199999999999989},{"$f":"IF($C$9=\"Contactor 100HD\",'100HD-Metric'!G101,IF($C$9=\"Recharger 150XLHD\",'150XLHD-Metric'!G101,IF($C$9=\"Recharger 280HD\",'280HD-Metric'!G101,IF($C$9=\"Recharger 330XLHD\",'330XLHD-Metric'!G101,IF($C$9=\"Recharger 360HD\",'360HD-Metric'!K101,IF($C$9=\"Recharger 902HD\",'902HD-Metric'!K101,IF($C$9=\"Contactor Field Drain C-4HD\",'C-4HD-Metric'!E101,IF($C$9=\"Recharger 180HD\",'180HD-Metric'!G101,0))))))))","v":""},{"$f":"IF($C$9=\"Contactor 100HD\",'100HD-Metric'!K101,IF($C$9=\"Recharger 150XLHD\",'150XLHD-Metric'!K101,IF($C$9=\"Recharger 280HD\",'280HD-Metric'!K101,IF($C$9=\"Recharger 330XLHD\",'330XLHD-Metric'!K101,IF($C$9=\"Recharger 360HD\",'360HD-Metric'!P101,IF($C$9=\"Recharger 902HD\",'902HD-Metric'!P101,IF($C$9=\"Contactor Field Drain C-4HD\",'C-4HD-Metric'!G101,IF($C$9=\"Recharger 180HD\",'180HD-Metric'!K101,0))))))))","v":""},{"$f":"IF($C$9=\"Contactor 100HD\",'100HD-Metric'!M101,IF($C$9=\"Recharger 150XLHD\",'150XLHD-Metric'!M101,IF($C$9=\"Recharger 280HD\",'280HD-Metric'!M101,IF($C$9=\"Recharger 330XLHD\",'330XLHD-Metric'!M101,IF($C$9=\"Recharger 360HD\",'360HD-Metric'!R101,IF($C$9=\"Recharger 902HD\",'902HD-Metric'!R101,IF($C$9=\"Contactor Field Drain C-4HD\",'C-4HD-Metric'!I101,IF($C$9=\"Recharger 180HD\",'180HD-Metric'!M101,0))))))))","v":""},{"$f":"IF($C$9=\"Contactor 100HD\",'100HD-Metric'!O101,IF($C$9=\"Recharger 150XLHD\",'150XLHD-Metric'!O101,IF($C$9=\"Recharger 280HD\",'280HD-Metric'!O101,IF($C$9=\"Recharger 330XLHD\",'330XLHD-Metric'!O101,IF($C$9=\"Recharger 360HD\",'360HD-Metric'!T101,IF($C$9=\"Recharger 902HD\",'902HD-Metric'!T101,IF($C$9=\"Contactor Field Drain C-4HD\",'C-4HD-Metric'!K101,IF($C$9=\"Recharger 180HD\",'180HD-Metric'!O101,0))))))))","v":""},"",null,null,null,null,null,{"$f":"IF($C$9=\"Contactor 100HD\",'100HD-Metric'!I101,IF($C$9=\"Recharger 150XLHD\",'150XLHD-Metric'!I101,IF($C$9=\"Recharger 280HD\",'280HD-Metric'!I101,IF($C$9=\"Recharger 330XLHD\",'330XLHD-Metric'!I101,IF($C$9=\"Recharger 360HD\",'360HD-Metric'!N101,IF($C$9=\"Recharger 902HD\",'902HD-Metric'!N101,IF($C$9=\"Recharger 180HD\",'180HD-Metric'!I101,\"\")))))))","v":""}]
[{"$f":"IF($C$9=\"Contactor 100HD\",'100HD-Metric'!B102,IF($C$9=\"Recharger 150XLHD\",'150XLHD-Metric'!B102,IF($C$9=\"Recharger 280HD\",'280HD-Metric'!B102,IF($C$9=\"Recharger 330XLHD\",'330XLHD-Metric'!B102,IF($C$9=\"Recharger 360HD\",'360HD-Metric'!B102,IF($C$9=\"Recharger 902HD\",'902HD-Metric'!B102,IF($C$9=\"Contactor Field Drain C-4HD\",'C-4HD-Metric'!B102,IF($C$9=\"Recharger 180HD\",'180HD-Metric'!B102,0))))))))","v":-101.6},{"$f":"IF($C$9=\"Contactor 100HD\",'100HD-Metric'!G102,IF($C$9=\"Recharger 150XLHD\",'150XLHD-Metric'!G102,IF($C$9=\"Recharger 280HD\",'280HD-Metric'!G102,IF($C$9=\"Recharger 330XLHD\",'330XLHD-Metric'!G102,IF($C$9=\"Recharger 360HD\",'360HD-Metric'!K102,IF($C$9=\"Recharger 902HD\",'902HD-Metric'!K102,IF($C$9=\"Contactor Field Drain C-4HD\",'C-4HD-Metric'!E102,IF($C$9=\"Recharger 180HD\",'180HD-Metric'!G102,0))))))))","v":""},{"$f":"IF($C$9=\"Contactor 100HD\",'100HD-Metric'!K102,IF($C$9=\"Recharger 150XLHD\",'150XLHD-Metric'!K102,IF($C$9=\"Recharger 280HD\",'280HD-Metric'!K102,IF($C$9=\"Recharger 330XLHD\",'330XLHD-Metric'!K102,IF($C$9=\"Recharger 360HD\",'360HD-Metric'!P102,IF($C$9=\"Recharger 902HD\",'902HD-Metric'!P102,IF($C$9=\"Contactor Field Drain C-4HD\",'C-4HD-Metric'!G102,IF($C$9=\"Recharger 180HD\",'180HD-Metric'!K102,0))))))))","v":""},{"$f":"IF($C$9=\"Contactor 100HD\",'100HD-Metric'!M102,IF($C$9=\"Recharger 150XLHD\",'150XLHD-Metric'!M102,IF($C$9=\"Recharger 280HD\",'280HD-Metric'!M102,IF($C$9=\"Recharger 330XLHD\",'330XLHD-Metric'!M102,IF($C$9=\"Recharger 360HD\",'360HD-Metric'!R102,IF($C$9=\"Recharger 902HD\",'902HD-Metric'!R102,IF($C$9=\"Contactor Field Drain C-4HD\",'C-4HD-Metric'!I102,IF($C$9=\"Recharger 180HD\",'180HD-Metric'!M102,0))))))))","v":""},{"$f":"IF($C$9=\"Contactor 100HD\",'100HD-Metric'!O102,IF($C$9=\"Recharger 150XLHD\",'150XLHD-Metric'!O102,IF($C$9=\"Recharger 280HD\",'280HD-Metric'!O102,IF($C$9=\"Recharger 330XLHD\",'330XLHD-Metric'!O102,IF($C$9=\"Recharger 360HD\",'360HD-Metric'!T102,IF($C$9=\"Recharger 902HD\",'902HD-Metric'!T102,IF($C$9=\"Contactor Field Drain C-4HD\",'C-4HD-Metric'!K102,IF($C$9=\"Recharger 180HD\",'180HD-Metric'!O102,0))))))))","v":""},"",null,null,null,null,null,{"$f":"IF($C$9=\"Contactor 100HD\",'100HD-Metric'!I102,IF($C$9=\"Recharger 150XLHD\",'150XLHD-Metric'!I102,IF($C$9=\"Recharger 280HD\",'280HD-Metric'!I102,IF($C$9=\"Recharger 330XLHD\",'330XLHD-Metric'!I102,IF($C$9=\"Recharger 360HD\",'360HD-Metric'!N102,IF($C$9=\"Recharger 902HD\",'902HD-Metric'!N102,IF($C$9=\"Recharger 180HD\",'180HD-Metric'!I102,\"\")))))))","v":""}]
[{"$f":"IF($C$9=\"Contactor 100HD\",'100HD-Metric'!B103,IF($C$9=\"Recharger 150XLHD\",'150XLHD-Metric'!B103,IF($C$9=\"Recharger 280HD\",'280HD-Metric'!B103,IF($C$9=\"Recharger 330XLHD\",'330XLHD-Metric'!B103,IF($C$9=\"Recharger 360HD\",'360HD-Metric'!B103,IF($C$9=\"Recharger 902HD\",'902HD-Metric'!B103,IF($C$9=\"Contactor Field Drain C-4HD\",'C-4HD-Metric'!B103,IF($C$9=\"Recharger 180HD\",'180HD-Metric'!B103,0))))))))","v":-127},{"$f":"IF($C$9=\"Contactor 100HD\",'100HD-Metric'!G103,IF($C$9=\"Recharger 150XLHD\",'150XLHD-Metric'!G103,IF($C$9=\"Recharger 280HD\",'280HD-Metric'!G103,IF($C$9=\"Recharger 330XLHD\",'330XLHD-Metric'!G103,IF($C$9=\"Recharger 360HD\",'360HD-Metric'!K103,IF($C$9=\"Recharger 902HD\",'902HD-Metric'!K103,IF($C$9=\"Contactor Field Drain C-4HD\",'C-4HD-Metric'!E103,IF($C$9=\"Recharger 180HD\",'180HD-Metric'!G103,0))))))))","v":""},{"$f":"IF($C$9=\"Contactor 100HD\",'100HD-Metric'!K103,IF($C$9=\"Recharger 150XLHD\",'150XLHD-Metric'!K103,IF($C$9=\"Recharger 280HD\",'280HD-Metric'!K103,IF($C$9=\"Recharger 330XLHD\",'330XLHD-Metric'!K103,IF($C$9=\"Recharger 360HD\",'360HD-Metric'!P103,IF($C$9=\"Recharger 902HD\",'902HD-Metric'!P103,IF($C$9=\"Contactor Field Drain C-4HD\",'C-4HD-Metric'!G103,IF($C$9=\"Recharger 180HD\",'180HD-Metric'!K103,0))))))))","v":""},{"$f":"IF($C$9=\"Contactor 100HD\",'100HD-Metric'!M103,IF($C$9=\"Recharger 150XLHD\",'150XLHD-Metric'!M103,IF($C$9=\"Recharger 280HD\",'280HD-Metric'!M103,IF($C$9=\"Recharger 330XLHD\",'330XLHD-Metric'!M103,IF($C$9=\"Recharger 360HD\",'360HD-Metric'!R103,IF($C$9=\"Recharger 902HD\",'902HD-Metric'!R103,IF($C$9=\"Contactor Field Drain C-4HD\",'C-4HD-Metric'!I103,IF($C$9=\"Recharger 180HD\",'180HD-Metric'!M103,0))))))))","v":""},{"$f":"IF($C$9=\"Contactor 100HD\",'100HD-Metric'!O103,IF($C$9=\"Recharger 150XLHD\",'150XLHD-Metric'!O103,IF($C$9=\"Recharger 280HD\",'280HD-Metric'!O103,IF($C$9=\"Recharger 330XLHD\",'330XLHD-Metric'!O103,IF($C$9=\"Recharger 360HD\",'360HD-Metric'!T103,IF($C$9=\"Recharger 902HD\",'902HD-Metric'!T103,IF($C$9=\"Contactor Field Drain C-4HD\",'C-4HD-Metric'!K103,IF($C$9=\"Recharger 180HD\",'180HD-Metric'!O103,0))))))))","v":""},"",null,null,null,null,null,{"$f":"IF($C$9=\"Contactor 100HD\",'100HD-Metric'!I103,IF($C$9=\"Recharger 150XLHD\",'150XLHD-Metric'!I103,IF($C$9=\"Recharger 280HD\",'280HD-Metric'!I103,IF($C$9=\"Recharger 330XLHD\",'330XLHD-Metric'!I103,IF($C$9=\"Recharger 360HD\",'360HD-Metric'!N103,IF($C$9=\"Recharger 902HD\",'902HD-Metric'!N103,IF($C$9=\"Recharger 180HD\",'180HD-Metric'!I103,\"\")))))))","v":""}]
[{"$f":"IF($C$9=\"Contactor 100HD\",'100HD-Metric'!B104,IF($C$9=\"Recharger 150XLHD\",'150XLHD-Metric'!B104,IF($C$9=\"Recharger 280HD\",'280HD-Metric'!B104,IF($C$9=\"Recharger 330XLHD\",'330XLHD-Metric'!B104,IF($C$9=\"Recharger 360HD\",'360HD-Metric'!B104,IF($C$9=\"Recharger 902HD\",'902HD-Metric'!B104,IF($C$9=\"Contactor Field Drain C-4HD\",'C-4HD-Metric'!B104,IF($C$9=\"Recharger 180HD\",'180HD-Metric'!B104,0))))))))","v":-152.39999999999998},{"$f":"IF($C$9=\"Contactor 100HD\",'100HD-Metric'!G104,IF($C$9=\"Recharger 150XLHD\",'150XLHD-Metric'!G104,IF($C$9=\"Recharger 280HD\",'280HD-Metric'!G104,IF($C$9=\"Recharger 330XLHD\",'330XLHD-Metric'!G104,IF($C$9=\"Recharger 360HD\",'360HD-Metric'!K104,IF($C$9=\"Recharger 902HD\",'902HD-Metric'!K104,IF($C$9=\"Contactor Field Drain C-4HD\",'C-4HD-Metric'!E104,IF($C$9=\"Recharger 180HD\",'180HD-Metric'!G104,0))))))))","v":""},{"$f":"IF($C$9=\"Contactor 100HD\",'100HD-Metric'!K104,IF($C$9=\"Recharger 150XLHD\",'150XLHD-Metric'!K104,IF($C$9=\"Recharger 280HD\",'280HD-Metric'!K104,IF($C$9=\"Recharger 330XLHD\",'330XLHD-Metric'!K104,IF($C$9=\"Recharger 360HD\",'360HD-Metric'!P104,IF($C$9=\"Recharger 902HD\",'902HD-Metric'!P104,IF($C$9=\"Contactor Field Drain C-4HD\",'C-4HD-Metric'!G104,IF($C$9=\"Recharger 180HD\",'180HD-Metric'!K104,0))))))))","v":""},{"$f":"IF($C$9=\"Contactor 100HD\",'100HD-Metric'!M104,IF($C$9=\"Recharger 150XLHD\",'150XLHD-Metric'!M104,IF($C$9=\"Recharger 280HD\",'280HD-Metric'!M104,IF($C$9=\"Recharger 330XLHD\",'330XLHD-Metric'!M104,IF($C$9=\"Recharger 360HD\",'360HD-Metric'!R104,IF($C$9=\"Recharger 902HD\",'902HD-Metric'!R104,IF($C$9=\"Contactor Field Drain C-4HD\",'C-4HD-Metric'!I104,IF($C$9=\"Recharger 180HD\",'180HD-Metric'!M104,0))))))))","v":""},{"$f":"IF($C$9=\"Contactor 100HD\",'100HD-Metric'!O104,IF($C$9=\"Recharger 150XLHD\",'150XLHD-Metric'!O104,IF($C$9=\"Recharger 280HD\",'280HD-Metric'!O104,IF($C$9=\"Recharger 330XLHD\",'330XLHD-Metric'!O104,IF($C$9=\"Recharger 360HD\",'360HD-Metric'!T104,IF($C$9=\"Recharger 902HD\",'902HD-Metric'!T104,IF($C$9=\"Contactor Field Drain C-4HD\",'C-4HD-Metric'!K104,IF($C$9=\"Recharger 180HD\",'180HD-Metric'!O104,0))))))))","v":""},"",null,null,null,null,null,{"$f":"IF($C$9=\"Contactor 100HD\",'100HD-Metric'!I104,IF($C$9=\"Recharger 150XLHD\",'150XLHD-Metric'!I104,IF($C$9=\"Recharger 280HD\",'280HD-Metric'!I104,IF($C$9=\"Recharger 330XLHD\",'330XLHD-Metric'!I104,IF($C$9=\"Recharger 360HD\",'360HD-Metric'!N104,IF($C$9=\"Recharger 902HD\",'902HD-Metric'!N104,IF($C$9=\"Recharger 180HD\",'180HD-Metric'!I104,\"\")))))))","v":""}]
[{"$f":"IF($C$9=\"Contactor 100HD\",'100HD-Metric'!B105,IF($C$9=\"Recharger 150XLHD\",'150XLHD-Metric'!B105,IF($C$9=\"Recharger 280HD\",'280HD-Metric'!B105,IF($C$9=\"Recharger 330XLHD\",'330XLHD-Metric'!B105,IF($C$9=\"Recharger 360HD\",'360HD-Metric'!B105,IF($C$9=\"Recharger 902HD\",'902HD-Metric'!B105,IF($C$9=\"Contactor Field Drain C-4HD\",'C-4HD-Metric'!B105,IF($C$9=\"Recharger 180HD\",'180HD-Metric'!B105,0))))))))","v":-177.79999999999998},{"$f":"IF($C$9=\"Contactor 100HD\",'100HD-Metric'!G105,IF($C$9=\"Recharger 150XLHD\",'150XLHD-Metric'!G105,IF($C$9=\"Recharger 280HD\",'280HD-Metric'!G105,IF($C$9=\"Recharger 330XLHD\",'330XLHD-Metric'!G105,IF($C$9=\"Recharger 360HD\",'360HD-Metric'!K105,IF($C$9=\"Recharger 902HD\",'902HD-Metric'!K105,IF($C$9=\"Contactor Field Drain C-4HD\",'C-4HD-Metric'!E105,IF($C$9=\"Recharger 180HD\",'180HD-Metric'!G105,0))))))))","v":""},{"$f":"IF($C$9=\"Contactor 100HD\",'100HD-Metric'!K105,IF($C$9=\"Recharger 150XLHD\",'150XLHD-Metric'!K105,IF($C$9=\"Recharger 280HD\",'280HD-Metric'!K105,IF($C$9=\"Recharger 330XLHD\",'330XLHD-Metric'!K105,IF($C$9=\"Recharger 360HD\",'360HD-Metric'!P105,IF($C$9=\"Recharger 902HD\",'902HD-Metric'!P105,IF($C$9=\"Contactor Field Drain C-4HD\",'C-4HD-Metric'!G105,IF($C$9=\"Recharger 180HD\",'180HD-Metric'!K105,0))))))))","v":""},{"$f":"IF($C$9=\"Contactor 100HD\",'100HD-Metric'!M105,IF($C$9=\"Recharger 150XLHD\",'150XLHD-Metric'!M105,IF($C$9=\"Recharger 280HD\",'280HD-Metric'!M105,IF($C$9=\"Recharger 330XLHD\",'330XLHD-Metric'!M105,IF($C$9=\"Recharger 360HD\",'360HD-Metric'!R105,IF($C$9=\"Recharger 902HD\",'902HD-Metric'!R105,IF($C$9=\"Contactor Field Drain C-4HD\",'C-4HD-Metric'!I105,IF($C$9=\"Recharger 180HD\",'180HD-Metric'!M105,0))))))))","v":""},{"$f":"IF($C$9=\"Contactor 100HD\",'100HD-Metric'!O105,IF($C$9=\"Recharger 150XLHD\",'150XLHD-Metric'!O105,IF($C$9=\"Recharger 280HD\",'280HD-Metric'!O105,IF($C$9=\"Recharger 330XLHD\",'330XLHD-Metric'!O105,IF($C$9=\"Recharger 360HD\",'360HD-Metric'!T105,IF($C$9=\"Recharger 902HD\",'902HD-Metric'!T105,IF($C$9=\"Contactor Field Drain C-4HD\",'C-4HD-Metric'!K105,IF($C$9=\"Recharger 180HD\",'180HD-Metric'!O105,0))))))))","v":""},"",null,null,null,null,null,{"$f":"IF($C$9=\"Contactor 100HD\",'100HD-Metric'!I105,IF($C$9=\"Recharger 150XLHD\",'150XLHD-Metric'!I105,IF($C$9=\"Recharger 280HD\",'280HD-Metric'!I105,IF($C$9=\"Recharger 330XLHD\",'330XLHD-Metric'!I105,IF($C$9=\"Recharger 360HD\",'360HD-Metric'!N105,IF($C$9=\"Recharger 902HD\",'902HD-Metric'!N105,IF($C$9=\"Recharger 180HD\",'180HD-Metric'!I105,\"\")))))))","v":""}]
[{"$f":"IF($C$9=\"Contactor 100HD\",'100HD-Metric'!B106,IF($C$9=\"Recharger 150XLHD\",'150XLHD-Metric'!B106,IF($C$9=\"Recharger 280HD\",'280HD-Metric'!B106,IF($C$9=\"Recharger 330XLHD\",'330XLHD-Metric'!B106,IF($C$9=\"Recharger 360HD\",'360HD-Metric'!B106,IF($C$9=\"Recharger 902HD\",'902HD-Metric'!B106,IF($C$9=\"Contactor Field Drain C-4HD\",'C-4HD-Metric'!B106,IF($C$9=\"Recharger 180HD\",'180HD-Metric'!B106,0))))))))","v":-203.2},{"$f":"IF($C$9=\"Contactor 100HD\",'100HD-Metric'!G106,IF($C$9=\"Recharger 150XLHD\",'150XLHD-Metric'!G106,IF($C$9=\"Recharger 280HD\",'280HD-Metric'!G106,IF($C$9=\"Recharger 330XLHD\",'330XLHD-Metric'!G106,IF($C$9=\"Recharger 360HD\",'360HD-Metric'!K106,IF($C$9=\"Recharger 902HD\",'902HD-Metric'!K106,IF($C$9=\"Contactor Field Drain C-4HD\",'C-4HD-Metric'!E106,IF($C$9=\"Recharger 180HD\",'180HD-Metric'!G106,0))))))))","v":""},{"$f":"IF($C$9=\"Contactor 100HD\",'100HD-Metric'!K106,IF($C$9=\"Recharger 150XLHD\",'150XLHD-Metric'!K106,IF($C$9=\"Recharger 280HD\",'280HD-Metric'!K106,IF($C$9=\"Recharger 330XLHD\",'330XLHD-Metric'!K106,IF($C$9=\"Recharger 360HD\",'360HD-Metric'!P106,IF($C$9=\"Recharger 902HD\",'902HD-Metric'!P106,IF($C$9=\"Contactor Field Drain C-4HD\",'C-4HD-Metric'!G106,IF($C$9=\"Recharger 180HD\",'180HD-Metric'!K106,0))))))))","v":""},{"$f":"IF($C$9=\"Contactor 100HD\",'100HD-Metric'!M106,IF($C$9=\"Recharger 150XLHD\",'150XLHD-Metric'!M106,IF($C$9=\"Recharger 280HD\",'280HD-Metric'!M106,IF($C$9=\"Recharger 330XLHD\",'330XLHD-Metric'!M106,IF($C$9=\"Recharger 360HD\",'360HD-Metric'!R106,IF($C$9=\"Recharger 902HD\",'902HD-Metric'!R106,IF($C$9=\"Contactor Field Drain C-4HD\",'C-4HD-Metric'!I106,IF($C$9=\"Recharger 180HD\",'180HD-Metric'!M106,0))))))))","v":""},{"$f":"IF($C$9=\"Contactor 100HD\",'100HD-Metric'!O106,IF($C$9=\"Recharger 150XLHD\",'150XLHD-Metric'!O106,IF($C$9=\"Recharger 280HD\",'280HD-Metric'!O106,IF($C$9=\"Recharger 330XLHD\",'330XLHD-Metric'!O106,IF($C$9=\"Recharger 360HD\",'360HD-Metric'!T106,IF($C$9=\"Recharger 902HD\",'902HD-Metric'!T106,IF($C$9=\"Contactor Field Drain C-4HD\",'C-4HD-Metric'!K106,IF($C$9=\"Recharger 180HD\",'180HD-Metric'!O106,0))))))))","v":""},"",null,null,null,null,null,{"$f":"IF($C$9=\"Contactor 100HD\",'100HD-Metric'!I106,IF($C$9=\"Recharger 150XLHD\",'150XLHD-Metric'!I106,IF($C$9=\"Recharger 280HD\",'280HD-Metric'!I106,IF($C$9=\"Recharger 330XLHD\",'330XLHD-Metric'!I106,IF($C$9=\"Recharger 360HD\",'360HD-Metric'!N106,IF($C$9=\"Recharger 902HD\",'902HD-Metric'!N106,IF($C$9=\"Recharger 180HD\",'180HD-Metric'!I106,\"\")))))))","v":""}]
[{"$f":"IF($C$9=\"Contactor 100HD\",'100HD-Metric'!B107,IF($C$9=\"Recharger 150XLHD\",'150XLHD-Metric'!B107,IF($C$9=\"Recharger 280HD\",'280HD-Metric'!B107,IF($C$9=\"Recharger 330XLHD\",'330XLHD-Metric'!B107,IF($C$9=\"Recharger 360HD\",'360HD-Metric'!B107,IF($C$9=\"Recharger 902HD\",'902HD-Metric'!B107,IF($C$9=\"Contactor Field Drain C-4HD\",'C-4HD-Metric'!B107,IF($C$9=\"Recharger 180HD\",'180HD-Metric'!B107,0))))))))","v":-228.6},{"$f":"IF($C$9=\"Contactor 100HD\",'100HD-Metric'!G107,IF($C$9=\"Recharger 150XLHD\",'150XLHD-Metric'!G107,IF($C$9=\"Recharger 280HD\",'280HD-Metric'!G107,IF($C$9=\"Recharger 330XLHD\",'330XLHD-Metric'!G107,IF($C$9=\"Recharger 360HD\",'360HD-Metric'!K107,IF($C$9=\"Recharger 902HD\",'902HD-Metric'!K107,IF($C$9=\"Contactor Field Drain C-4HD\",'C-4HD-Metric'!E107,IF($C$9=\"Recharger 180HD\",'180HD-Metric'!G107,0))))))))","v":""},{"$f":"IF($C$9=\"Contactor 100HD\",'100HD-Metric'!K107,IF($C$9=\"Recharger 150XLHD\",'150XLHD-Metric'!K107,IF($C$9=\"Recharger 280HD\",'280HD-Metric'!K107,IF($C$9=\"Recharger 330XLHD\",'330XLHD-Metric'!K107,IF($C$9=\"Recharger 360HD\",'360HD-Metric'!P107,IF($C$9=\"Recharger 902HD\",'902HD-Metric'!P107,IF($C$9=\"Contactor Field Drain C-4HD\",'C-4HD-Metric'!G107,IF($C$9=\"Recharger 180HD\",'180HD-Metric'!K107,0))))))))","v":""},{"$f":"IF($C$9=\"Contactor 100HD\",'100HD-Metric'!M107,IF($C$9=\"Recharger 150XLHD\",'150XLHD-Metric'!M107,IF($C$9=\"Recharger 280HD\",'280HD-Metric'!M107,IF($C$9=\"Recharger 330XLHD\",'330XLHD-Metric'!M107,IF($C$9=\"Recharger 360HD\",'360HD-Metric'!R107,IF($C$9=\"Recharger 902HD\",'902HD-Metric'!R107,IF($C$9=\"Contactor Field Drain C-4HD\",'C-4HD-Metric'!I107,IF($C$9=\"Recharger 180HD\",'180HD-Metric'!M107,0))))))))","v":""},{"$f":"IF($C$9=\"Contactor 100HD\",'100HD-Metric'!O107,IF($C$9=\"Recharger 150XLHD\",'150XLHD-Metric'!O107,IF($C$9=\"Recharger 280HD\",'280HD-Metric'!O107,IF($C$9=\"Recharger 330XLHD\",'330XLHD-Metric'!O107,IF($C$9=\"Recharger 360HD\",'360HD-Metric'!T107,IF($C$9=\"Recharger 902HD\",'902HD-Metric'!T107,IF($C$9=\"Contactor Field Drain C-4HD\",'C-4HD-Metric'!K107,IF($C$9=\"Recharger 180HD\",'180HD-Metric'!O107,0))))))))","v":""},"",null,null,null,null,null,{"$f":"IF($C$9=\"Contactor 100HD\",'100HD-Metric'!I107,IF($C$9=\"Recharger 150XLHD\",'150XLHD-Metric'!I107,IF($C$9=\"Recharger 280HD\",'280HD-Metric'!I107,IF($C$9=\"Recharger 330XLHD\",'330XLHD-Metric'!I107,IF($C$9=\"Recharger 360HD\",'360HD-Metric'!N107,IF($C$9=\"Recharger 902HD\",'902HD-Metric'!N107,IF($C$9=\"Recharger 180HD\",'180HD-Metric'!I107,\"\")))))))","v":""}]
[{"$f":"IF($C$9=\"Contactor 100HD\",'100HD-Metric'!B108,IF($C$9=\"Recharger 150XLHD\",'150XLHD-Metric'!B108,IF($C$9=\"Recharger 280HD\",'280HD-Metric'!B108,IF($C$9=\"Recharger 330XLHD\",'330XLHD-Metric'!B108,IF($C$9=\"Recharger 360HD\",'360HD-Metric'!B108,IF($C$9=\"Recharger 902HD\",'902HD-Metric'!B108,IF($C$9=\"Contactor Field Drain C-4HD\",'C-4HD-Metric'!B108,IF($C$9=\"Recharger 180HD\",'180HD-Metric'!B108,0))))))))","v":-254},{"$f":"IF($C$9=\"Contactor 100HD\",'100HD-Metric'!G108,IF($C$9=\"Recharger 150XLHD\",'150XLHD-Metric'!G108,IF($C$9=\"Recharger 280HD\",'280HD-Metric'!G108,IF($C$9=\"Recharger 330XLHD\",'330XLHD-Metric'!G108,IF($C$9=\"Recharger 360HD\",'360HD-Metric'!K108,IF($C$9=\"Recharger 902HD\",'902HD-Metric'!K108,IF($C$9=\"Contactor Field Drain C-4HD\",'C-4HD-Metric'!E108,IF($C$9=\"Recharger 180HD\",'180HD-Metric'!G108,0))))))))","v":""},{"$f":"IF($C$9=\"Contactor 100HD\",'100HD-Metric'!K108,IF($C$9=\"Recharger 150XLHD\",'150XLHD-Metric'!K108,IF($C$9=\"Recharger 280HD\",'280HD-Metric'!K108,IF($C$9=\"Recharger 330XLHD\",'330XLHD-Metric'!K108,IF($C$9=\"Recharger 360HD\",'360HD-Metric'!P108,IF($C$9=\"Recharger 902HD\",'902HD-Metric'!P108,IF($C$9=\"Contactor Field Drain C-4HD\",'C-4HD-Metric'!G108,IF($C$9=\"Recharger 180HD\",'180HD-Metric'!K108,0))))))))","v":""},{"$f":"IF($C$9=\"Contactor 100HD\",'100HD-Metric'!M108,IF($C$9=\"Recharger 150XLHD\",'150XLHD-Metric'!M108,IF($C$9=\"Recharger 280HD\",'280HD-Metric'!M108,IF($C$9=\"Recharger 330XLHD\",'330XLHD-Metric'!M108,IF($C$9=\"Recharger 360HD\",'360HD-Metric'!R108,IF($C$9=\"Recharger 902HD\",'902HD-Metric'!R108,IF($C$9=\"Contactor Field Drain C-4HD\",'C-4HD-Metric'!I108,IF($C$9=\"Recharger 180HD\",'180HD-Metric'!M108,0))))))))","v":""},{"$f":"IF($C$9=\"Contactor 100HD\",'100HD-Metric'!O108,IF($C$9=\"Recharger 150XLHD\",'150XLHD-Metric'!O108,IF($C$9=\"Recharger 280HD\",'280HD-Metric'!O108,IF($C$9=\"Recharger 330XLHD\",'330XLHD-Metric'!O108,IF($C$9=\"Recharger 360HD\",'360HD-Metric'!T108,IF($C$9=\"Recharger 902HD\",'902HD-Metric'!T108,IF($C$9=\"Contactor Field Drain C-4HD\",'C-4HD-Metric'!K108,IF($C$9=\"Recharger 180HD\",'180HD-Metric'!O108,0))))))))","v":""},"",null,null,null,null,null,{"$f":"IF($C$9=\"Contactor 100HD\",'100HD-Metric'!I108,IF($C$9=\"Recharger 150XLHD\",'150XLHD-Metric'!I108,IF($C$9=\"Recharger 280HD\",'280HD-Metric'!I108,IF($C$9=\"Recharger 330XLHD\",'330XLHD-Metric'!I108,IF($C$9=\"Recharger 360HD\",'360HD-Metric'!N108,IF($C$9=\"Recharger 902HD\",'902HD-Metric'!N108,IF($C$9=\"Recharger 180HD\",'180HD-Metric'!I108,\"\")))))))","v":""}]
[{"$f":"IF($C$9=\"Contactor 100HD\",'100HD-Metric'!B109,IF($C$9=\"Recharger 150XLHD\",'150XLHD-Metric'!B109,IF($C$9=\"Recharger 280HD\",'280HD-Metric'!B109,IF($C$9=\"Recharger 330XLHD\",'330XLHD-Metric'!B109,IF($C$9=\"Recharger 360HD\",'360HD-Metric'!B109,IF($C$9=\"Recharger 902HD\",'902HD-Metric'!B109,IF($C$9=\"Contactor Field Drain C-4HD\",'C-4HD-Metric'!B109,IF($C$9=\"Recharger 180HD\",'180HD-Metric'!B109,0))))))))","v":-279.39999999999998},{"$f":"IF($C$9=\"Contactor 100HD\",'100HD-Metric'!G109,IF($C$9=\"Recharger 150XLHD\",'150XLHD-Metric'!G109,IF($C$9=\"Recharger 280HD\",'280HD-Metric'!G109,IF($C$9=\"Recharger 330XLHD\",'330XLHD-Metric'!G109,IF($C$9=\"Recharger 360HD\",'360HD-Metric'!K109,IF($C$9=\"Recharger 902HD\",'902HD-Metric'!K109,IF($C$9=\"Contactor Field Drain C-4HD\",'C-4HD-Metric'!E109,IF($C$9=\"Recharger 180HD\",'180HD-Metric'!G109,0))))))))","v":""},{"$f":"IF($C$9=\"Contactor 100HD\",'100HD-Metric'!K109,IF($C$9=\"Recharger 150XLHD\",'150XLHD-Metric'!K109,IF($C$9=\"Recharger 280HD\",'280HD-Metric'!K109,IF($C$9=\"Recharger 330XLHD\",'330XLHD-Metric'!K109,IF($C$9=\"Recharger 360HD\",'360HD-Metric'!P109,IF($C$9=\"Recharger 902HD\",'902HD-Metric'!P109,IF($C$9=\"Contactor Field Drain C-4HD\",'C-4HD-Metric'!G109,IF($C$9=\"Recharger 180HD\",'180HD-Metric'!K109,0))))))))","v":""},{"$f":"IF($C$9=\"Contactor 100HD\",'100HD-Metric'!M109,IF($C$9=\"Recharger 150XLHD\",'150XLHD-Metric'!M109,IF($C$9=\"Recharger 280HD\",'280HD-Metric'!M109,IF($C$9=\"Recharger 330XLHD\",'330XLHD-Metric'!M109,IF($C$9=\"Recharger 360HD\",'360HD-Metric'!R109,IF($C$9=\"Recharger 902HD\",'902HD-Metric'!R109,IF($C$9=\"Contactor Field Drain C-4HD\",'C-4HD-Metric'!I109,IF($C$9=\"Recharger 180HD\",'180HD-Metric'!M109,0))))))))","v":""},{"$f":"IF($C$9=\"Contactor 100HD\",'100HD-Metric'!O109,IF($C$9=\"Recharger 150XLHD\",'150XLHD-Metric'!O109,IF($C$9=\"Recharger 280HD\",'280HD-Metric'!O109,IF($C$9=\"Recharger 330XLHD\",'330XLHD-Metric'!O109,IF($C$9=\"Recharger 360HD\",'360HD-Metric'!T109,IF($C$9=\"Recharger 902HD\",'902HD-Metric'!T109,IF($C$9=\"Contactor Field Drain C-4HD\",'C-4HD-Metric'!K109,IF($C$9=\"Recharger 180HD\",'180HD-Metric'!O109,0))))))))","v":""},"",null,null,null,null,null,{"$f":"IF($C$9=\"Contactor 100HD\",'100HD-Metric'!I109,IF($C$9=\"Recharger 150XLHD\",'150XLHD-Metric'!I109,IF($C$9=\"Recharger 280HD\",'280HD-Metric'!I109,IF($C$9=\"Recharger 330XLHD\",'330XLHD-Metric'!I109,IF($C$9=\"Recharger 360HD\",'360HD-Metric'!N109,IF($C$9=\"Recharger 902HD\",'902HD-Metric'!N109,IF($C$9=\"Recharger 180HD\",'180HD-Metric'!I109,\"\")))))))","v":""}]
[{"$f":"IF($C$9=\"Contactor 100HD\",'100HD-Metric'!B110,IF($C$9=\"Recharger 150XLHD\",'150XLHD-Metric'!B110,IF($C$9=\"Recharger 280HD\",'280HD-Metric'!B110,IF($C$9=\"Recharger 330XLHD\",'330XLHD-Metric'!B110,IF($C$9=\"Recharger 360HD\",'360HD-Metric'!B110,IF($C$9=\"Recharger 902HD\",'902HD-Metric'!B110,IF($C$9=\"Contactor Field Drain C-4HD\",'C-4HD-Metric'!B110,IF($C$9=\"Recharger 180HD\",'180HD-Metric'!B110,0))))))))","v":-304.79999999999995},{"$f":"IF($C$9=\"Contactor 100HD\",'100HD-Metric'!G110,IF($C$9=\"Recharger 150XLHD\",'150XLHD-Metric'!G110,IF($C$9=\"Recharger 280HD\",'280HD-Metric'!G110,IF($C$9=\"Recharger 330XLHD\",'330XLHD-Metric'!G110,IF($C$9=\"Recharger 360HD\",'360HD-Metric'!K110,IF($C$9=\"Recharger 902HD\",'902HD-Metric'!K110,IF($C$9=\"Contactor Field Drain C-4HD\",'C-4HD-Metric'!E110,IF($C$9=\"Recharger 180HD\",'180HD-Metric'!G110,0))))))))","v":""},{"$f":"IF($C$9=\"Contactor 100HD\",'100HD-Metric'!K110,IF($C$9=\"Recharger 150XLHD\",'150XLHD-Metric'!K110,IF($C$9=\"Recharger 280HD\",'280HD-Metric'!K110,IF($C$9=\"Recharger 330XLHD\",'330XLHD-Metric'!K110,IF($C$9=\"Recharger 360HD\",'360HD-Metric'!P110,IF($C$9=\"Recharger 902HD\",'902HD-Metric'!P110,IF($C$9=\"Contactor Field Drain C-4HD\",'C-4HD-Metric'!G110,IF($C$9=\"Recharger 180HD\",'180HD-Metric'!K110,0))))))))","v":""},{"$f":"IF($C$9=\"Contactor 100HD\",'100HD-Metric'!M110,IF($C$9=\"Recharger 150XLHD\",'150XLHD-Metric'!M110,IF($C$9=\"Recharger 280HD\",'280HD-Metric'!M110,IF($C$9=\"Recharger 330XLHD\",'330XLHD-Metric'!M110,IF($C$9=\"Recharger 360HD\",'360HD-Metric'!R110,IF($C$9=\"Recharger 902HD\",'902HD-Metric'!R110,IF($C$9=\"Contactor Field Drain C-4HD\",'C-4HD-Metric'!I110,IF($C$9=\"Recharger 180HD\",'180HD-Metric'!M110,0))))))))","v":""},{"$f":"IF($C$9=\"Contactor 100HD\",'100HD-Metric'!O110,IF($C$9=\"Recharger 150XLHD\",'150XLHD-Metric'!O110,IF($C$9=\"Recharger 280HD\",'280HD-Metric'!O110,IF($C$9=\"Recharger 330XLHD\",'330XLHD-Metric'!O110,IF($C$9=\"Recharger 360HD\",'360HD-Metric'!T110,IF($C$9=\"Recharger 902HD\",'902HD-Metric'!T110,IF($C$9=\"Contactor Field Drain C-4HD\",'C-4HD-Metric'!K110,IF($C$9=\"Recharger 180HD\",'180HD-Metric'!O110,0))))))))","v":""},"",null,null,null,null,null,{"$f":"IF($C$9=\"Contactor 100HD\",'100HD-Metric'!I110,IF($C$9=\"Recharger 150XLHD\",'150XLHD-Metric'!I110,IF($C$9=\"Recharger 280HD\",'280HD-Metric'!I110,IF($C$9=\"Recharger 330XLHD\",'330XLHD-Metric'!I110,IF($C$9=\"Recharger 360HD\",'360HD-Metric'!N110,IF($C$9=\"Recharger 902HD\",'902HD-Metric'!N110,IF($C$9=\"Recharger 180HD\",'180HD-Metric'!I110,\"\")))))))","v":""}]
[{"$f":"IF($C$9=\"Contactor 100HD\",'100HD-Metric'!B111,IF($C$9=\"Recharger 150XLHD\",'150XLHD-Metric'!B111,IF($C$9=\"Recharger 280HD\",'280HD-Metric'!B111,IF($C$9=\"Recharger 330XLHD\",'330XLHD-Metric'!B111,IF($C$9=\"Recharger 360HD\",'360HD-Metric'!B111,IF($C$9=\"Recharger 902HD\",'902HD-Metric'!B111,IF($C$9=\"Contactor Field Drain C-4HD\",'C-4HD-Metric'!B111,IF($C$9=\"Recharger 180HD\",'180HD-Metric'!B111,0))))))))","v":-330.2},{"$f":"IF($C$9=\"Contactor 100HD\",'100HD-Metric'!G111,IF($C$9=\"Recharger 150XLHD\",'150XLHD-Metric'!G111,IF($C$9=\"Recharger 280HD\",'280HD-Metric'!G111,IF($C$9=\"Recharger 330XLHD\",'330XLHD-Metric'!G111,IF($C$9=\"Recharger 360HD\",'360HD-Metric'!K111,IF($C$9=\"Recharger 902HD\",'902HD-Metric'!K111,IF($C$9=\"Contactor Field Drain C-4HD\",'C-4HD-Metric'!E111,IF($C$9=\"Recharger 180HD\",'180HD-Metric'!G111,0))))))))","v":""},{"$f":"IF($C$9=\"Contactor 100HD\",'100HD-Metric'!K111,IF($C$9=\"Recharger 150XLHD\",'150XLHD-Metric'!K111,IF($C$9=\"Recharger 280HD\",'280HD-Metric'!K111,IF($C$9=\"Recharger 330XLHD\",'330XLHD-Metric'!K111,IF($C$9=\"Recharger 360HD\",'360HD-Metric'!P111,IF($C$9=\"Recharger 902HD\",'902HD-Metric'!P111,IF($C$9=\"Contactor Field Drain C-4HD\",'C-4HD-Metric'!G111,IF($C$9=\"Recharger 180HD\",'180HD-Metric'!K111,0))))))))","v":""},{"$f":"IF($C$9=\"Contactor 100HD\",'100HD-Metric'!M111,IF($C$9=\"Recharger 150XLHD\",'150XLHD-Metric'!M111,IF($C$9=\"Recharger 280HD\",'280HD-Metric'!M111,IF($C$9=\"Recharger 330XLHD\",'330XLHD-Metric'!M111,IF($C$9=\"Recharger 360HD\",'360HD-Metric'!R111,IF($C$9=\"Recharger 902HD\",'902HD-Metric'!R111,IF($C$9=\"Contactor Field Drain C-4HD\",'C-4HD-Metric'!I111,IF($C$9=\"Recharger 180HD\",'180HD-Metric'!M111,0))))))))","v":""},{"$f":"IF($C$9=\"Contactor 100HD\",'100HD-Metric'!O111,IF($C$9=\"Recharger 150XLHD\",'150XLHD-Metric'!O111,IF($C$9=\"Recharger 280HD\",'280HD-Metric'!O111,IF($C$9=\"Recharger 330XLHD\",'330XLHD-Metric'!O111,IF($C$9=\"Recharger 360HD\",'360HD-Metric'!T111,IF($C$9=\"Recharger 902HD\",'902HD-Metric'!T111,IF($C$9=\"Contactor Field Drain C-4HD\",'C-4HD-Metric'!K111,IF($C$9=\"Recharger 180HD\",'180HD-Metric'!O111,0))))))))","v":""},"",null,null,null,null,null,{"$f":"IF($C$9=\"Contactor 100HD\",'100HD-Metric'!I111,IF($C$9=\"Recharger 150XLHD\",'150XLHD-Metric'!I111,IF($C$9=\"Recharger 280HD\",'280HD-Metric'!I111,IF($C$9=\"Recharger 330XLHD\",'330XLHD-Metric'!I111,IF($C$9=\"Recharger 360HD\",'360HD-Metric'!N111,IF($C$9=\"Recharger 902HD\",'902HD-Metric'!N111,IF($C$9=\"Recharger 180HD\",'180HD-Metric'!I111,\"\")))))))","v":""}]
[{"$f":"IF($C$9=\"Contactor 100HD\",'100HD-Metric'!B112,IF($C$9=\"Recharger 150XLHD\",'150XLHD-Metric'!B112,IF($C$9=\"Recharger 280HD\",'280HD-Metric'!B112,IF($C$9=\"Recharger 330XLHD\",'330XLHD-Metric'!B112,IF($C$9=\"Recharger 360HD\",'360HD-Metric'!B112,IF($C$9=\"Recharger 902HD\",'902HD-Metric'!B112,IF($C$9=\"Contactor Field Drain C-4HD\",'C-4HD-Metric'!B112,IF($C$9=\"Recharger 180HD\",'180HD-Metric'!B112,0))))))))","v":-355.59999999999997},{"$f":"IF($C$9=\"Contactor 100HD\",'100HD-Metric'!G112,IF($C$9=\"Recharger 150XLHD\",'150XLHD-Metric'!G112,IF($C$9=\"Recharger 280HD\",'280HD-Metric'!G112,IF($C$9=\"Recharger 330XLHD\",'330XLHD-Metric'!G112,IF($C$9=\"Recharger 360HD\",'360HD-Metric'!K112,IF($C$9=\"Recharger 902HD\",'902HD-Metric'!K112,IF($C$9=\"Contactor Field Drain C-4HD\",'C-4HD-Metric'!E112,IF($C$9=\"Recharger 180HD\",'180HD-Metric'!G112,0))))))))","v":""},{"$f":"IF($C$9=\"Contactor 100HD\",'100HD-Metric'!K112,IF($C$9=\"Recharger 150XLHD\",'150XLHD-Metric'!K112,IF($C$9=\"Recharger 280HD\",'280HD-Metric'!K112,IF($C$9=\"Recharger 330XLHD\",'330XLHD-Metric'!K112,IF($C$9=\"Recharger 360HD\",'360HD-Metric'!P112,IF($C$9=\"Recharger 902HD\",'902HD-Metric'!P112,IF($C$9=\"Contactor Field Drain C-4HD\",'C-4HD-Metric'!G112,IF($C$9=\"Recharger 180HD\",'180HD-Metric'!K112,0))))))))","v":""},{"$f":"IF($C$9=\"Contactor 100HD\",'100HD-Metric'!M112,IF($C$9=\"Recharger 150XLHD\",'150XLHD-Metric'!M112,IF($C$9=\"Recharger 280HD\",'280HD-Metric'!M112,IF($C$9=\"Recharger 330XLHD\",'330XLHD-Metric'!M112,IF($C$9=\"Recharger 360HD\",'360HD-Metric'!R112,IF($C$9=\"Recharger 902HD\",'902HD-Metric'!R112,IF($C$9=\"Contactor Field Drain C-4HD\",'C-4HD-Metric'!I112,IF($C$9=\"Recharger 180HD\",'180HD-Metric'!M112,0))))))))","v":""},{"$f":"IF($C$9=\"Contactor 100HD\",'100HD-Metric'!O112,IF($C$9=\"Recharger 150XLHD\",'150XLHD-Metric'!O112,IF($C$9=\"Recharger 280HD\",'280HD-Metric'!O112,IF($C$9=\"Recharger 330XLHD\",'330XLHD-Metric'!O112,IF($C$9=\"Recharger 360HD\",'360HD-Metric'!T112,IF($C$9=\"Recharger 902HD\",'902HD-Metric'!T112,IF($C$9=\"Contactor Field Drain C-4HD\",'C-4HD-Metric'!K112,IF($C$9=\"Recharger 180HD\",'180HD-Metric'!O112,0))))))))","v":""},"",null,null,null,null,null,{"$f":"IF($C$9=\"Contactor 100HD\",'100HD-Metric'!I112,IF($C$9=\"Recharger 150XLHD\",'150XLHD-Metric'!I112,IF($C$9=\"Recharger 280HD\",'280HD-Metric'!I112,IF($C$9=\"Recharger 330XLHD\",'330XLHD-Metric'!I112,IF($C$9=\"Recharger 360HD\",'360HD-Metric'!N112,IF($C$9=\"Recharger 902HD\",'902HD-Metric'!N112,IF($C$9=\"Recharger 180HD\",'180HD-Metric'!I112,\"\")))))))","v":""}]
[{"$f":"IF($C$9=\"Contactor 100HD\",'100HD-Metric'!B113,IF($C$9=\"Recharger 150XLHD\",'150XLHD-Metric'!B113,IF($C$9=\"Recharger 280HD\",'280HD-Metric'!B113,IF($C$9=\"Recharger 330XLHD\",'330XLHD-Metric'!B113,IF($C$9=\"Recharger 360HD\",'360HD-Metric'!B113,IF($C$9=\"Recharger 902HD\",'902HD-Metric'!B113,IF($C$9=\"Contactor Field Drain C-4HD\",'C-4HD-Metric'!B113,IF($C$9=\"Recharger 180HD\",'180HD-Metric'!B113,0))))))))","v":-381},{"$f":"IF($C$9=\"Contactor 100HD\",'100HD-Metric'!G113,IF($C$9=\"Recharger 150XLHD\",'150XLHD-Metric'!G113,IF($C$9=\"Recharger 280HD\",'280HD-Metric'!G113,IF($C$9=\"Recharger 330XLHD\",'330XLHD-Metric'!G113,IF($C$9=\"Recharger 360HD\",'360HD-Metric'!K113,IF($C$9=\"Recharger 902HD\",'902HD-Metric'!K113,IF($C$9=\"Contactor Field Drain C-4HD\",'C-4HD-Metric'!E113,IF($C$9=\"Recharger 180HD\",'180HD-Metric'!G113,0))))))))","v":""},{"$f":"IF($C$9=\"Contactor 100HD\",'100HD-Metric'!K113,IF($C$9=\"Recharger 150XLHD\",'150XLHD-Metric'!K113,IF($C$9=\"Recharger 280HD\",'280HD-Metric'!K113,IF($C$9=\"Recharger 330XLHD\",'330XLHD-Metric'!K113,IF($C$9=\"Recharger 360HD\",'360HD-Metric'!P113,IF($C$9=\"Recharger 902HD\",'902HD-Metric'!P113,IF($C$9=\"Contactor Field Drain C-4HD\",'C-4HD-Metric'!G113,IF($C$9=\"Recharger 180HD\",'180HD-Metric'!K113,0))))))))","v":""},{"$f":"IF($C$9=\"Contactor 100HD\",'100HD-Metric'!M113,IF($C$9=\"Recharger 150XLHD\",'150XLHD-Metric'!M113,IF($C$9=\"Recharger 280HD\",'280HD-Metric'!M113,IF($C$9=\"Recharger 330XLHD\",'330XLHD-Metric'!M113,IF($C$9=\"Recharger 360HD\",'360HD-Metric'!R113,IF($C$9=\"Recharger 902HD\",'902HD-Metric'!R113,IF($C$9=\"Contactor Field Drain C-4HD\",'C-4HD-Metric'!I113,IF($C$9=\"Recharger 180HD\",'180HD-Metric'!M113,0))))))))","v":""},{"$f":"IF($C$9=\"Contactor 100HD\",'100HD-Metric'!O113,IF($C$9=\"Recharger 150XLHD\",'150XLHD-Metric'!O113,IF($C$9=\"Recharger 280HD\",'280HD-Metric'!O113,IF($C$9=\"Recharger 330XLHD\",'330XLHD-Metric'!O113,IF($C$9=\"Recharger 360HD\",'360HD-Metric'!T113,IF($C$9=\"Recharger 902HD\",'902HD-Metric'!T113,IF($C$9=\"Contactor Field Drain C-4HD\",'C-4HD-Metric'!K113,IF($C$9=\"Recharger 180HD\",'180HD-Metric'!O113,0))))))))","v":""},"",null,null,null,null,null,{"$f":"IF($C$9=\"Contactor 100HD\",'100HD-Metric'!I113,IF($C$9=\"Recharger 150XLHD\",'150XLHD-Metric'!I113,IF($C$9=\"Recharger 280HD\",'280HD-Metric'!I113,IF($C$9=\"Recharger 330XLHD\",'330XLHD-Metric'!I113,IF($C$9=\"Recharger 360HD\",'360HD-Metric'!N113,IF($C$9=\"Recharger 902HD\",'902HD-Metric'!N113,IF($C$9=\"Recharger 180HD\",'180HD-Metric'!I113,\"\")))))))","v":""}]
[{"$f":"IF($C$9=\"Contactor 100HD\",'100HD-Metric'!B114,IF($C$9=\"Recharger 150XLHD\",'150XLHD-Metric'!B114,IF($C$9=\"Recharger 280HD\",'280HD-Metric'!B114,IF($C$9=\"Recharger 330XLHD\",'330XLHD-Metric'!B114,IF($C$9=\"Recharger 360HD\",'360HD-Metric'!B114,IF($C$9=\"Recharger 902HD\",'902HD-Metric'!B114,IF($C$9=\"Contactor Field Drain C-4HD\",'C-4HD-Metric'!B114,IF($C$9=\"Recharger 180HD\",'180HD-Metric'!B114,0))))))))","v":-406.4},{"$f":"IF($C$9=\"Contactor 100HD\",'100HD-Metric'!G114,IF($C$9=\"Recharger 150XLHD\",'150XLHD-Metric'!G114,IF($C$9=\"Recharger 280HD\",'280HD-Metric'!G114,IF($C$9=\"Recharger 330XLHD\",'330XLHD-Metric'!G114,IF($C$9=\"Recharger 360HD\",'360HD-Metric'!K114,IF($C$9=\"Recharger 902HD\",'902HD-Metric'!K114,IF($C$9=\"Contactor Field Drain C-4HD\",'C-4HD-Metric'!E114,IF($C$9=\"Recharger 180HD\",'180HD-Metric'!G114,0))))))))","v":""},{"$f":"IF($C$9=\"Contactor 100HD\",'100HD-Metric'!K114,IF($C$9=\"Recharger 150XLHD\",'150XLHD-Metric'!K114,IF($C$9=\"Recharger 280HD\",'280HD-Metric'!K114,IF($C$9=\"Recharger 330XLHD\",'330XLHD-Metric'!K114,IF($C$9=\"Recharger 360HD\",'360HD-Metric'!P114,IF($C$9=\"Recharger 902HD\",'902HD-Metric'!P114,IF($C$9=\"Contactor Field Drain C-4HD\",'C-4HD-Metric'!G114,IF($C$9=\"Recharger 180HD\",'180HD-Metric'!K114,0))))))))","v":""},{"$f":"IF($C$9=\"Contactor 100HD\",'100HD-Metric'!M114,IF($C$9=\"Recharger 150XLHD\",'150XLHD-Metric'!M114,IF($C$9=\"Recharger 280HD\",'280HD-Metric'!M114,IF($C$9=\"Recharger 330XLHD\",'330XLHD-Metric'!M114,IF($C$9=\"Recharger 360HD\",'360HD-Metric'!R114,IF($C$9=\"Recharger 902HD\",'902HD-Metric'!R114,IF($C$9=\"Contactor Field Drain C-4HD\",'C-4HD-Metric'!I114,IF($C$9=\"Recharger 180HD\",'180HD-Metric'!M114,0))))))))","v":""},{"$f":"IF($C$9=\"Contactor 100HD\",'100HD-Metric'!O114,IF($C$9=\"Recharger 150XLHD\",'150XLHD-Metric'!O114,IF($C$9=\"Recharger 280HD\",'280HD-Metric'!O114,IF($C$9=\"Recharger 330XLHD\",'330XLHD-Metric'!O114,IF($C$9=\"Recharger 360HD\",'360HD-Metric'!T114,IF($C$9=\"Recharger 902HD\",'902HD-Metric'!T114,IF($C$9=\"Contactor Field Drain C-4HD\",'C-4HD-Metric'!K114,IF($C$9=\"Recharger 180HD\",'180HD-Metric'!O114,0))))))))","v":""},"",null,null,null,null,null,{"$f":"IF($C$9=\"Contactor 100HD\",'100HD-Metric'!I114,IF($C$9=\"Recharger 150XLHD\",'150XLHD-Metric'!I114,IF($C$9=\"Recharger 280HD\",'280HD-Metric'!I114,IF($C$9=\"Recharger 330XLHD\",'330XLHD-Metric'!I114,IF($C$9=\"Recharger 360HD\",'360HD-Metric'!N114,IF($C$9=\"Recharger 902HD\",'902HD-Metric'!N114,IF($C$9=\"Recharger 180HD\",'180HD-Metric'!I114,\"\")))))))","v":""}]
[{"$f":"IF($C$9=\"Contactor 100HD\",'100HD-Metric'!B115,IF($C$9=\"Recharger 150XLHD\",'150XLHD-Metric'!B115,IF($C$9=\"Recharger 280HD\",'280HD-Metric'!B115,IF($C$9=\"Recharger 330XLHD\",'330XLHD-Metric'!B115,IF($C$9=\"Recharger 360HD\",'360HD-Metric'!B115,IF($C$9=\"Recharger 902HD\",'902HD-Metric'!B115,IF($C$9=\"Contactor Field Drain C-4HD\",'C-4HD-Metric'!B115,IF($C$9=\"Recharger 180HD\",'180HD-Metric'!B115,0))))))))","v":-431.79999999999995},{"$f":"IF($C$9=\"Contactor 100HD\",'100HD-Metric'!G115,IF($C$9=\"Recharger 150XLHD\",'150XLHD-Metric'!G115,IF($C$9=\"Recharger 280HD\",'280HD-Metric'!G115,IF($C$9=\"Recharger 330XLHD\",'330XLHD-Metric'!G115,IF($C$9=\"Recharger 360HD\",'360HD-Metric'!K115,IF($C$9=\"Recharger 902HD\",'902HD-Metric'!K115,IF($C$9=\"Contactor Field Drain C-4HD\",'C-4HD-Metric'!E115,IF($C$9=\"Recharger 180HD\",'180HD-Metric'!G115,0))))))))","v":""},{"$f":"IF($C$9=\"Contactor 100HD\",'100HD-Metric'!K115,IF($C$9=\"Recharger 150XLHD\",'150XLHD-Metric'!K115,IF($C$9=\"Recharger 280HD\",'280HD-Metric'!K115,IF($C$9=\"Recharger 330XLHD\",'330XLHD-Metric'!K115,IF($C$9=\"Recharger 360HD\",'360HD-Metric'!P115,IF($C$9=\"Recharger 902HD\",'902HD-Metric'!P115,IF($C$9=\"Contactor Field Drain C-4HD\",'C-4HD-Metric'!G115,IF($C$9=\"Recharger 180HD\",'180HD-Metric'!K115,0))))))))","v":""},{"$f":"IF($C$9=\"Contactor 100HD\",'100HD-Metric'!M115,IF($C$9=\"Recharger 150XLHD\",'150XLHD-Metric'!M115,IF($C$9=\"Recharger 280HD\",'280HD-Metric'!M115,IF($C$9=\"Recharger 330XLHD\",'330XLHD-Metric'!M115,IF($C$9=\"Recharger 360HD\",'360HD-Metric'!R115,IF($C$9=\"Recharger 902HD\",'902HD-Metric'!R115,IF($C$9=\"Contactor Field Drain C-4HD\",'C-4HD-Metric'!I115,IF($C$9=\"Recharger 180HD\",'180HD-Metric'!M115,0))))))))","v":""},{"$f":"IF($C$9=\"Contactor 100HD\",'100HD-Metric'!O115,IF($C$9=\"Recharger 150XLHD\",'150XLHD-Metric'!O115,IF($C$9=\"Recharger 280HD\",'280HD-Metric'!O115,IF($C$9=\"Recharger 330XLHD\",'330XLHD-Metric'!O115,IF($C$9=\"Recharger 360HD\",'360HD-Metric'!T115,IF($C$9=\"Recharger 902HD\",'902HD-Metric'!T115,IF($C$9=\"Contactor Field Drain C-4HD\",'C-4HD-Metric'!K115,IF($C$9=\"Recharger 180HD\",'180HD-Metric'!O115,0))))))))","v":""},"",null,null,null,null,null,{"$f":"IF($C$9=\"Contactor 100HD\",'100HD-Metric'!I115,IF($C$9=\"Recharger 150XLHD\",'150XLHD-Metric'!I115,IF($C$9=\"Recharger 280HD\",'280HD-Metric'!I115,IF($C$9=\"Recharger 330XLHD\",'330XLHD-Metric'!I115,IF($C$9=\"Recharger 360HD\",'360HD-Metric'!N115,IF($C$9=\"Recharger 902HD\",'902HD-Metric'!N115,IF($C$9=\"Recharger 180HD\",'180HD-Metric'!I115,\"\")))))))","v":""}]
[{"$f":"IF($C$9=\"Contactor 100HD\",'100HD-Metric'!B116,IF($C$9=\"Recharger 150XLHD\",'150XLHD-Metric'!B116,IF($C$9=\"Recharger 280HD\",'280HD-Metric'!B116,IF($C$9=\"Recharger 330XLHD\",'330XLHD-Metric'!B116,IF($C$9=\"Recharger 360HD\",'360HD-Metric'!B116,IF($C$9=\"Recharger 902HD\",'902HD-Metric'!B116,IF($C$9=\"Contactor Field Drain C-4HD\",'C-4HD-Metric'!B116,IF($C$9=\"Recharger 180HD\",'180HD-Metric'!B116,0))))))))","v":-457.2},{"$f":"IF($C$9=\"Contactor 100HD\",'100HD-Metric'!G116,IF($C$9=\"Recharger 150XLHD\",'150XLHD-Metric'!G116,IF($C$9=\"Recharger 280HD\",'280HD-Metric'!G116,IF($C$9=\"Recharger 330XLHD\",'330XLHD-Metric'!G116,IF($C$9=\"Recharger 360HD\",'360HD-Metric'!K116,IF($C$9=\"Recharger 902HD\",'902HD-Metric'!K116,IF($C$9=\"Contactor Field Drain C-4HD\",'C-4HD-Metric'!E116,IF($C$9=\"Recharger 180HD\",'180HD-Metric'!G116,0))))))))","v":""},{"$f":"IF($C$9=\"Contactor 100HD\",'100HD-Metric'!K116,IF($C$9=\"Recharger 150XLHD\",'150XLHD-Metric'!K116,IF($C$9=\"Recharger 280HD\",'280HD-Metric'!K116,IF($C$9=\"Recharger 330XLHD\",'330XLHD-Metric'!K116,IF($C$9=\"Recharger 360HD\",'360HD-Metric'!P116,IF($C$9=\"Recharger 902HD\",'902HD-Metric'!P116,IF($C$9=\"Contactor Field Drain C-4HD\",'C-4HD-Metric'!G116,IF($C$9=\"Recharger 180HD\",'180HD-Metric'!K116,0))))))))","v":""},{"$f":"IF($C$9=\"Contactor 100HD\",'100HD-Metric'!M116,IF($C$9=\"Recharger 150XLHD\",'150XLHD-Metric'!M116,IF($C$9=\"Recharger 280HD\",'280HD-Metric'!M116,IF($C$9=\"Recharger 330XLHD\",'330XLHD-Metric'!M116,IF($C$9=\"Recharger 360HD\",'360HD-Metric'!R116,IF($C$9=\"Recharger 902HD\",'902HD-Metric'!R116,IF($C$9=\"Contactor Field Drain C-4HD\",'C-4HD-Metric'!I116,IF($C$9=\"Recharger 180HD\",'180HD-Metric'!M116,0))))))))","v":""},{"$f":"IF($C$9=\"Contactor 100HD\",'100HD-Metric'!O116,IF($C$9=\"Recharger 150XLHD\",'150XLHD-Metric'!O116,IF($C$9=\"Recharger 280HD\",'280HD-Metric'!O116,IF($C$9=\"Recharger 330XLHD\",'330XLHD-Metric'!O116,IF($C$9=\"Recharger 360HD\",'360HD-Metric'!T116,IF($C$9=\"Recharger 902HD\",'902HD-Metric'!T116,IF($C$9=\"Contactor Field Drain C-4HD\",'C-4HD-Metric'!K116,IF($C$9=\"Recharger 180HD\",'180HD-Metric'!O116,0))))))))","v":""},"",null,null,null,null,null,{"$f":"IF($C$9=\"Contactor 100HD\",'100HD-Metric'!I116,IF($C$9=\"Recharger 150XLHD\",'150XLHD-Metric'!I116,IF($C$9=\"Recharger 280HD\",'280HD-Metric'!I116,IF($C$9=\"Recharger 330XLHD\",'330XLHD-Metric'!I116,IF($C$9=\"Recharger 360HD\",'360HD-Metric'!N116,IF($C$9=\"Recharger 902HD\",'902HD-Metric'!N116,IF($C$9=\"Recharger 180HD\",'180HD-Metric'!I116,\"\")))))))","v":""}]
[{"$f":"IF($C$9=\"Contactor 100HD\",'100HD-Metric'!B117,IF($C$9=\"Recharger 150XLHD\",'150XLHD-Metric'!B117,IF($C$9=\"Recharger 280HD\",'280HD-Metric'!B117,IF($C$9=\"Recharger 330XLHD\",'330XLHD-Metric'!B117,IF($C$9=\"Recharger 360HD\",'360HD-Metric'!B117,IF($C$9=\"Recharger 902HD\",'902HD-Metric'!B117,IF($C$9=\"Contactor Field Drain C-4HD\",'C-4HD-Metric'!B117,IF($C$9=\"Recharger 180HD\",'180HD-Metric'!B117,0))))))))","v":-482.59999999999997},{"$f":"IF($C$9=\"Contactor 100HD\",'100HD-Metric'!G117,IF($C$9=\"Recharger 150XLHD\",'150XLHD-Metric'!G117,IF($C$9=\"Recharger 280HD\",'280HD-Metric'!G117,IF($C$9=\"Recharger 330XLHD\",'330XLHD-Metric'!G117,IF($C$9=\"Recharger 360HD\",'360HD-Metric'!K117,IF($C$9=\"Recharger 902HD\",'902HD-Metric'!K117,IF($C$9=\"Contactor Field Drain C-4HD\",'C-4HD-Metric'!E117,IF($C$9=\"Recharger 180HD\",'180HD-Metric'!G117,0))))))))","v":""},{"$f":"IF($C$9=\"Contactor 100HD\",'100HD-Metric'!K117,IF($C$9=\"Recharger 150XLHD\",'150XLHD-Metric'!K117,IF($C$9=\"Recharger 280HD\",'280HD-Metric'!K117,IF($C$9=\"Recharger 330XLHD\",'330XLHD-Metric'!K117,IF($C$9=\"Recharger 360HD\",'360HD-Metric'!P117,IF($C$9=\"Recharger 902HD\",'902HD-Metric'!P117,IF($C$9=\"Contactor Field Drain C-4HD\",'C-4HD-Metric'!G117,IF($C$9=\"Recharger 180HD\",'180HD-Metric'!K117,0))))))))","v":""},{"$f":"IF($C$9=\"Contactor 100HD\",'100HD-Metric'!M117,IF($C$9=\"Recharger 150XLHD\",'150XLHD-Metric'!M117,IF($C$9=\"Recharger 280HD\",'280HD-Metric'!M117,IF($C$9=\"Recharger 330XLHD\",'330XLHD-Metric'!M117,IF($C$9=\"Recharger 360HD\",'360HD-Metric'!R117,IF($C$9=\"Recharger 902HD\",'902HD-Metric'!R117,IF($C$9=\"Contactor Field Drain C-4HD\",'C-4HD-Metric'!I117,IF($C$9=\"Recharger 180HD\",'180HD-Metric'!M117,0))))))))","v":""},{"$f":"IF($C$9=\"Contactor 100HD\",'100HD-Metric'!O117,IF($C$9=\"Recharger 150XLHD\",'150XLHD-Metric'!O117,IF($C$9=\"Recharger 280HD\",'280HD-Metric'!O117,IF($C$9=\"Recharger 330XLHD\",'330XLHD-Metric'!O117,IF($C$9=\"Recharger 360HD\",'360HD-Metric'!T117,IF($C$9=\"Recharger 902HD\",'902HD-Metric'!T117,IF($C$9=\"Contactor Field Drain C-4HD\",'C-4HD-Metric'!K117,IF($C$9=\"Recharger 180HD\",'180HD-Metric'!O117,0))))))))","v":""},"",null,null,null,null,null,{"$f":"IF($C$9=\"Contactor 100HD\",'100HD-Metric'!I117,IF($C$9=\"Recharger 150XLHD\",'150XLHD-Metric'!I117,IF($C$9=\"Recharger 280HD\",'280HD-Metric'!I117,IF($C$9=\"Recharger 330XLHD\",'330XLHD-Metric'!I117,IF($C$9=\"Recharger 360HD\",'360HD-Metric'!N117,IF($C$9=\"Recharger 902HD\",'902HD-Metric'!N117,IF($C$9=\"Recharger 180HD\",'180HD-Metric'!I117,\"\")))))))","v":""}]
[{"$f":"IF($C$9=\"Contactor 100HD\",'100HD-Metric'!B118,IF($C$9=\"Recharger 150XLHD\",'150XLHD-Metric'!B118,IF($C$9=\"Recharger 280HD\",'280HD-Metric'!B118,IF($C$9=\"Recharger 330XLHD\",'330XLHD-Metric'!B118,IF($C$9=\"Recharger 360HD\",'360HD-Metric'!B118,IF($C$9=\"Recharger 902HD\",'902HD-Metric'!B118,IF($C$9=\"Contactor Field Drain C-4HD\",'C-4HD-Metric'!B118,IF($C$9=\"Recharger 180HD\",'180HD-Metric'!B118,0))))))))","v":-508},{"$f":"IF($C$9=\"Contactor 100HD\",'100HD-Metric'!G118,IF($C$9=\"Recharger 150XLHD\",'150XLHD-Metric'!G118,IF($C$9=\"Recharger 280HD\",'280HD-Metric'!G118,IF($C$9=\"Recharger 330XLHD\",'330XLHD-Metric'!G118,IF($C$9=\"Recharger 360HD\",'360HD-Metric'!K118,IF($C$9=\"Recharger 902HD\",'902HD-Metric'!K118,IF($C$9=\"Contactor Field Drain C-4HD\",'C-4HD-Metric'!E118,IF($C$9=\"Recharger 180HD\",'180HD-Metric'!G118,0))))))))","v":""},{"$f":"IF($C$9=\"Contactor 100HD\",'100HD-Metric'!K118,IF($C$9=\"Recharger 150XLHD\",'150XLHD-Metric'!K118,IF($C$9=\"Recharger 280HD\",'280HD-Metric'!K118,IF($C$9=\"Recharger 330XLHD\",'330XLHD-Metric'!K118,IF($C$9=\"Recharger 360HD\",'360HD-Metric'!P118,IF($C$9=\"Recharger 902HD\",'902HD-Metric'!P118,IF($C$9=\"Contactor Field Drain C-4HD\",'C-4HD-Metric'!G118,IF($C$9=\"Recharger 180HD\",'180HD-Metric'!K118,0))))))))","v":""},{"$f":"IF($C$9=\"Contactor 100HD\",'100HD-Metric'!M118,IF($C$9=\"Recharger 150XLHD\",'150XLHD-Metric'!M118,IF($C$9=\"Recharger 280HD\",'280HD-Metric'!M118,IF($C$9=\"Recharger 330XLHD\",'330XLHD-Metric'!M118,IF($C$9=\"Recharger 360HD\",'360HD-Metric'!R118,IF($C$9=\"Recharger 902HD\",'902HD-Metric'!R118,IF($C$9=\"Contactor Field Drain C-4HD\",'C-4HD-Metric'!I118,IF($C$9=\"Recharger 180HD\",'180HD-Metric'!M118,0))))))))","v":""},{"$f":"IF($C$9=\"Contactor 100HD\",'100HD-Metric'!O118,IF($C$9=\"Recharger 150XLHD\",'150XLHD-Metric'!O118,IF($C$9=\"Recharger 280HD\",'280HD-Metric'!O118,IF($C$9=\"Recharger 330XLHD\",'330XLHD-Metric'!O118,IF($C$9=\"Recharger 360HD\",'360HD-Metric'!T118,IF($C$9=\"Recharger 902HD\",'902HD-Metric'!T118,IF($C$9=\"Contactor Field Drain C-4HD\",'C-4HD-Metric'!K118,IF($C$9=\"Recharger 180HD\",'180HD-Metric'!O118,0))))))))","v":""},"",null,null,null,null,null,{"$f":"IF($C$9=\"Contactor 100HD\",'100HD-Metric'!I118,IF($C$9=\"Recharger 150XLHD\",'150XLHD-Metric'!I118,IF($C$9=\"Recharger 280HD\",'280HD-Metric'!I118,IF($C$9=\"Recharger 330XLHD\",'330XLHD-Metric'!I118,IF($C$9=\"Recharger 360HD\",'360HD-Metric'!N118,IF($C$9=\"Recharger 902HD\",'902HD-Metric'!N118,IF($C$9=\"Recharger 180HD\",'180HD-Metric'!I118,\"\")))))))","v":""}]
[{"$f":"IF($C$9=\"Contactor 100HD\",'100HD-Metric'!B119,IF($C$9=\"Recharger 150XLHD\",'150XLHD-Metric'!B119,IF($C$9=\"Recharger 280HD\",'280HD-Metric'!B119,IF($C$9=\"Recharger 330XLHD\",'330XLHD-Metric'!B119,IF($C$9=\"Recharger 360HD\",'360HD-Metric'!B119,IF($C$9=\"Recharger 902HD\",'902HD-Metric'!B119,IF($C$9=\"Contactor Field Drain C-4HD\",'C-4HD-Metric'!B119,IF($C$9=\"Recharger 180HD\",'180HD-Metric'!B119,0))))))))","v":-533.4},{"$f":"IF($C$9=\"Contactor 100HD\",'100HD-Metric'!G119,IF($C$9=\"Recharger 150XLHD\",'150XLHD-Metric'!G119,IF($C$9=\"Recharger 280HD\",'280HD-Metric'!G119,IF($C$9=\"Recharger 330XLHD\",'330XLHD-Metric'!G119,IF($C$9=\"Recharger 360HD\",'360HD-Metric'!K119,IF($C$9=\"Recharger 902HD\",'902HD-Metric'!K119,IF($C$9=\"Contactor Field Drain C-4HD\",'C-4HD-Metric'!E119,IF($C$9=\"Recharger 180HD\",'180HD-Metric'!G119,0))))))))","v":""},{"$f":"IF($C$9=\"Contactor 100HD\",'100HD-Metric'!K119,IF($C$9=\"Recharger 150XLHD\",'150XLHD-Metric'!K119,IF($C$9=\"Recharger 280HD\",'280HD-Metric'!K119,IF($C$9=\"Recharger 330XLHD\",'330XLHD-Metric'!K119,IF($C$9=\"Recharger 360HD\",'360HD-Metric'!P119,IF($C$9=\"Recharger 902HD\",'902HD-Metric'!P119,IF($C$9=\"Contactor Field Drain C-4HD\",'C-4HD-Metric'!G119,IF($C$9=\"Recharger 180HD\",'180HD-Metric'!K119,0))))))))","v":""},{"$f":"IF($C$9=\"Contactor 100HD\",'100HD-Metric'!M119,IF($C$9=\"Recharger 150XLHD\",'150XLHD-Metric'!M119,IF($C$9=\"Recharger 280HD\",'280HD-Metric'!M119,IF($C$9=\"Recharger 330XLHD\",'330XLHD-Metric'!M119,IF($C$9=\"Recharger 360HD\",'360HD-Metric'!R119,IF($C$9=\"Recharger 902HD\",'902HD-Metric'!R119,IF($C$9=\"Contactor Field Drain C-4HD\",'C-4HD-Metric'!I119,IF($C$9=\"Recharger 180HD\",'180HD-Metric'!M119,0))))))))","v":""},{"$f":"IF($C$9=\"Contactor 100HD\",'100HD-Metric'!O119,IF($C$9=\"Recharger 150XLHD\",'150XLHD-Metric'!O119,IF($C$9=\"Recharger 280HD\",'280HD-Metric'!O119,IF($C$9=\"Recharger 330XLHD\",'330XLHD-Metric'!O119,IF($C$9=\"Recharger 360HD\",'360HD-Metric'!T119,IF($C$9=\"Recharger 902HD\",'902HD-Metric'!T119,IF($C$9=\"Contactor Field Drain C-4HD\",'C-4HD-Metric'!K119,IF($C$9=\"Recharger 180HD\",'180HD-Metric'!O119,0))))))))","v":""},"",null,null,null,null,null,{"$f":"IF($C$9=\"Contactor 100HD\",'100HD-Metric'!I119,IF($C$9=\"Recharger 150XLHD\",'150XLHD-Metric'!I119,IF($C$9=\"Recharger 280HD\",'280HD-Metric'!I119,IF($C$9=\"Recharger 330XLHD\",'330XLHD-Metric'!I119,IF($C$9=\"Recharger 360HD\",'360HD-Metric'!N119,IF($C$9=\"Recharger 902HD\",'902HD-Metric'!N119,IF($C$9=\"Recharger 180HD\",'180HD-Metric'!I119,\"\")))))))","v":""}]
[{"$f":"IF($C$9=\"Contactor 100HD\",'100HD-Metric'!B120,IF($C$9=\"Recharger 150XLHD\",'150XLHD-Metric'!B120,IF($C$9=\"Recharger 280HD\",'280HD-Metric'!B120,IF($C$9=\"Recharger 330XLHD\",'330XLHD-Metric'!B120,IF($C$9=\"Recharger 360HD\",'360HD-Metric'!B120,IF($C$9=\"Recharger 902HD\",'902HD-Metric'!B120,IF($C$9=\"Contactor Field Drain C-4HD\",'C-4HD-Metric'!B120,IF($C$9=\"Recharger 180HD\",'180HD-Metric'!B120,0))))))))","v":-558.79999999999995},{"$f":"IF($C$9=\"Contactor 100HD\",'100HD-Metric'!G120,IF($C$9=\"Recharger 150XLHD\",'150XLHD-Metric'!G120,IF($C$9=\"Recharger 280HD\",'280HD-Metric'!G120,IF($C$9=\"Recharger 330XLHD\",'330XLHD-Metric'!G120,IF($C$9=\"Recharger 360HD\",'360HD-Metric'!K120,IF($C$9=\"Recharger 902HD\",'902HD-Metric'!K120,IF($C$9=\"Contactor Field Drain C-4HD\",'C-4HD-Metric'!E120,IF($C$9=\"Recharger 180HD\",'180HD-Metric'!G120,0))))))))","v":""},{"$f":"IF($C$9=\"Contactor 100HD\",'100HD-Metric'!K120,IF($C$9=\"Recharger 150XLHD\",'150XLHD-Metric'!K120,IF($C$9=\"Recharger 280HD\",'280HD-Metric'!K120,IF($C$9=\"Recharger 330XLHD\",'330XLHD-Metric'!K120,IF($C$9=\"Recharger 360HD\",'360HD-Metric'!P120,IF($C$9=\"Recharger 902HD\",'902HD-Metric'!P120,IF($C$9=\"Contactor Field Drain C-4HD\",'C-4HD-Metric'!G120,IF($C$9=\"Recharger 180HD\",'180HD-Metric'!K120,0))))))))","v":""},{"$f":"IF($C$9=\"Contactor 100HD\",'100HD-Metric'!M120,IF($C$9=\"Recharger 150XLHD\",'150XLHD-Metric'!M120,IF($C$9=\"Recharger 280HD\",'280HD-Metric'!M120,IF($C$9=\"Recharger 330XLHD\",'330XLHD-Metric'!M120,IF($C$9=\"Recharger 360HD\",'360HD-Metric'!R120,IF($C$9=\"Recharger 902HD\",'902HD-Metric'!R120,IF($C$9=\"Contactor Field Drain C-4HD\",'C-4HD-Metric'!I120,IF($C$9=\"Recharger 180HD\",'180HD-Metric'!M120,0))))))))","v":""},{"$f":"IF($C$9=\"Contactor 100HD\",'100HD-Metric'!O120,IF($C$9=\"Recharger 150XLHD\",'150XLHD-Metric'!O120,IF($C$9=\"Recharger 280HD\",'280HD-Metric'!O120,IF($C$9=\"Recharger 330XLHD\",'330XLHD-Metric'!O120,IF($C$9=\"Recharger 360HD\",'360HD-Metric'!T120,IF($C$9=\"Recharger 902HD\",'902HD-Metric'!T120,IF($C$9=\"Contactor Field Drain C-4HD\",'C-4HD-Metric'!K120,IF($C$9=\"Recharger 180HD\",'180HD-Metric'!O120,0))))))))","v":""},"",null,null,null,null,null,{"$f":"IF($C$9=\"Contactor 100HD\",'100HD-Metric'!I120,IF($C$9=\"Recharger 150XLHD\",'150XLHD-Metric'!I120,IF($C$9=\"Recharger 280HD\",'280HD-Metric'!I120,IF($C$9=\"Recharger 330XLHD\",'330XLHD-Metric'!I120,IF($C$9=\"Recharger 360HD\",'360HD-Metric'!N120,IF($C$9=\"Recharger 902HD\",'902HD-Metric'!N120,IF($C$9=\"Recharger 180HD\",'180HD-Metric'!I120,\"\")))))))","v":""}]
[{"$f":"IF($C$9=\"Contactor 100HD\",'100HD-Metric'!B121,IF($C$9=\"Recharger 150XLHD\",'150XLHD-Metric'!B121,IF($C$9=\"Recharger 280HD\",'280HD-Metric'!B121,IF($C$9=\"Recharger 330XLHD\",'330XLHD-Metric'!B121,IF($C$9=\"Recharger 360HD\",'360HD-Metric'!B121,IF($C$9=\"Recharger 902HD\",'902HD-Metric'!B121,IF($C$9=\"Contactor Field Drain C-4HD\",'C-4HD-Metric'!B121,IF($C$9=\"Recharger 180HD\",'180HD-Metric'!B121,0))))))))","v":-584.19999999999993},{"$f":"IF($C$9=\"Contactor 100HD\",'100HD-Metric'!G121,IF($C$9=\"Recharger 150XLHD\",'150XLHD-Metric'!G121,IF($C$9=\"Recharger 280HD\",'280HD-Metric'!G121,IF($C$9=\"Recharger 330XLHD\",'330XLHD-Metric'!G121,IF($C$9=\"Recharger 360HD\",'360HD-Metric'!K121,IF($C$9=\"Recharger 902HD\",'902HD-Metric'!K121,IF($C$9=\"Contactor Field Drain C-4HD\",'C-4HD-Metric'!E121,IF($C$9=\"Recharger 180HD\",'180HD-Metric'!G121,0))))))))","v":""},{"$f":"IF($C$9=\"Contactor 100HD\",'100HD-Metric'!K121,IF($C$9=\"Recharger 150XLHD\",'150XLHD-Metric'!K121,IF($C$9=\"Recharger 280HD\",'280HD-Metric'!K121,IF($C$9=\"Recharger 330XLHD\",'330XLHD-Metric'!K121,IF($C$9=\"Recharger 360HD\",'360HD-Metric'!P121,IF($C$9=\"Recharger 902HD\",'902HD-Metric'!P121,IF($C$9=\"Contactor Field Drain C-4HD\",'C-4HD-Metric'!G121,IF($C$9=\"Recharger 180HD\",'180HD-Metric'!K121,0))))))))","v":""},{"$f":"IF($C$9=\"Contactor 100HD\",'100HD-Metric'!M121,IF($C$9=\"Recharger 150XLHD\",'150XLHD-Metric'!M121,IF($C$9=\"Recharger 280HD\",'280HD-Metric'!M121,IF($C$9=\"Recharger 330XLHD\",'330XLHD-Metric'!M121,IF($C$9=\"Recharger 360HD\",'360HD-Metric'!R121,IF($C$9=\"Recharger 902HD\",'902HD-Metric'!R121,IF($C$9=\"Contactor Field Drain C-4HD\",'C-4HD-Metric'!I121,IF($C$9=\"Recharger 180HD\",'180HD-Metric'!M121,0))))))))","v":""},{"$f":"IF($C$9=\"Contactor 100HD\",'100HD-Metric'!O121,IF($C$9=\"Recharger 150XLHD\",'150XLHD-Metric'!O121,IF($C$9=\"Recharger 280HD\",'280HD-Metric'!O121,IF($C$9=\"Recharger 330XLHD\",'330XLHD-Metric'!O121,IF($C$9=\"Recharger 360HD\",'360HD-Metric'!T121,IF($C$9=\"Recharger 902HD\",'902HD-Metric'!T121,IF($C$9=\"Contactor Field Drain C-4HD\",'C-4HD-Metric'!K121,IF($C$9=\"Recharger 180HD\",'180HD-Metric'!O121,0))))))))","v":""},"",null,null,null,null,null,{"$f":"IF($C$9=\"Contactor 100HD\",'100HD-Metric'!I121,IF($C$9=\"Recharger 150XLHD\",'150XLHD-Metric'!I121,IF($C$9=\"Recharger 280HD\",'280HD-Metric'!I121,IF($C$9=\"Recharger 330XLHD\",'330XLHD-Metric'!I121,IF($C$9=\"Recharger 360HD\",'360HD-Metric'!N121,IF($C$9=\"Recharger 902HD\",'902HD-Metric'!N121,IF($C$9=\"Recharger 180HD\",'180HD-Metric'!I121,\"\")))))))","v":""}]
[{"$f":"IF($C$9=\"Contactor 100HD\",'100HD-Metric'!B122,IF($C$9=\"Recharger 150XLHD\",'150XLHD-Metric'!B122,IF($C$9=\"Recharger 280HD\",'280HD-Metric'!B122,IF($C$9=\"Recharger 330XLHD\",'330XLHD-Metric'!B122,IF($C$9=\"Recharger 360HD\",'360HD-Metric'!B122,IF($C$9=\"Recharger 902HD\",'902HD-Metric'!B122,IF($C$9=\"Contactor Field Drain C-4HD\",'C-4HD-Metric'!B122,IF($C$9=\"Recharger 180HD\",'180HD-Metric'!B122,0))))))))","v":-609.59999999999991},{"$f":"IF($C$9=\"Contactor 100HD\",'100HD-Metric'!G122,IF($C$9=\"Recharger 150XLHD\",'150XLHD-Metric'!G122,IF($C$9=\"Recharger 280HD\",'280HD-Metric'!G122,IF($C$9=\"Recharger 330XLHD\",'330XLHD-Metric'!G122,IF($C$9=\"Recharger 360HD\",'360HD-Metric'!K122,IF($C$9=\"Recharger 902HD\",'902HD-Metric'!K122,IF($C$9=\"Contactor Field Drain C-4HD\",'C-4HD-Metric'!E122,IF($C$9=\"Recharger 180HD\",'180HD-Metric'!G122,0))))))))","v":""},{"$f":"IF($C$9=\"Contactor 100HD\",'100HD-Metric'!K122,IF($C$9=\"Recharger 150XLHD\",'150XLHD-Metric'!K122,IF($C$9=\"Recharger 280HD\",'280HD-Metric'!K122,IF($C$9=\"Recharger 330XLHD\",'330XLHD-Metric'!K122,IF($C$9=\"Recharger 360HD\",'360HD-Metric'!P122,IF($C$9=\"Recharger 902HD\",'902HD-Metric'!P122,IF($C$9=\"Contactor Field Drain C-4HD\",'C-4HD-Metric'!G122,IF($C$9=\"Recharger 180HD\",'180HD-Metric'!K122,0))))))))","v":""},{"$f":"IF($C$9=\"Contactor 100HD\",'100HD-Metric'!M122,IF($C$9=\"Recharger 150XLHD\",'150XLHD-Metric'!M122,IF($C$9=\"Recharger 280HD\",'280HD-Metric'!M122,IF($C$9=\"Recharger 330XLHD\",'330XLHD-Metric'!M122,IF($C$9=\"Recharger 360HD\",'360HD-Metric'!R122,IF($C$9=\"Recharger 902HD\",'902HD-Metric'!R122,IF($C$9=\"Contactor Field Drain C-4HD\",'C-4HD-Metric'!I122,IF($C$9=\"Recharger 180HD\",'180HD-Metric'!M122,0))))))))","v":""},{"$f":"IF($C$9=\"Contactor 100HD\",'100HD-Metric'!O122,IF($C$9=\"Recharger 150XLHD\",'150XLHD-Metric'!O122,IF($C$9=\"Recharger 280HD\",'280HD-Metric'!O122,IF($C$9=\"Recharger 330XLHD\",'330XLHD-Metric'!O122,IF($C$9=\"Recharger 360HD\",'360HD-Metric'!T122,IF($C$9=\"Recharger 902HD\",'902HD-Metric'!T122,IF($C$9=\"Contactor Field Drain C-4HD\",'C-4HD-Metric'!K122,IF($C$9=\"Recharger 180HD\",'180HD-Metric'!O122,0))))))))","v":""},"",null,null,null,null,null,{"$f":"IF($C$9=\"Contactor 100HD\",'100HD-Metric'!I122,IF($C$9=\"Recharger 150XLHD\",'150XLHD-Metric'!I122,IF($C$9=\"Recharger 280HD\",'280HD-Metric'!I122,IF($C$9=\"Recharger 330XLHD\",'330XLHD-Metric'!I122,IF($C$9=\"Recharger 360HD\",'360HD-Metric'!N122,IF($C$9=\"Recharger 902HD\",'902HD-Metric'!N122,IF($C$9=\"Recharger 180HD\",'180HD-Metric'!I122,\"\")))))))","v":""}]
[{"$f":"IF($C$9=\"Contactor 100HD\",'100HD-Metric'!B123,IF($C$9=\"Recharger 150XLHD\",'150XLHD-Metric'!B123,IF($C$9=\"Recharger 280HD\",'280HD-Metric'!B123,IF($C$9=\"Recharger 330XLHD\",'330XLHD-Metric'!B123,IF($C$9=\"Recharger 360HD\",'360HD-Metric'!B123,IF($C$9=\"Recharger 902HD\",'902HD-Metric'!B123,IF($C$9=\"Contactor Field Drain C-4HD\",'C-4HD-Metric'!B123,IF($C$9=\"Recharger 180HD\",'180HD-Metric'!B123,0))))))))","v":-635},{"$f":"IF($C$9=\"Contactor 100HD\",'100HD-Metric'!G123,IF($C$9=\"Recharger 150XLHD\",'150XLHD-Metric'!G123,IF($C$9=\"Recharger 280HD\",'280HD-Metric'!G123,IF($C$9=\"Recharger 330XLHD\",'330XLHD-Metric'!G123,IF($C$9=\"Recharger 360HD\",'360HD-Metric'!K123,IF($C$9=\"Recharger 902HD\",'902HD-Metric'!K123,IF($C$9=\"Contactor Field Drain C-4HD\",'C-4HD-Metric'!E123,IF($C$9=\"Recharger 180HD\",'180HD-Metric'!G123,0))))))))","v":""},{"$f":"IF($C$9=\"Contactor 100HD\",'100HD-Metric'!K123,IF($C$9=\"Recharger 150XLHD\",'150XLHD-Metric'!K123,IF($C$9=\"Recharger 280HD\",'280HD-Metric'!K123,IF($C$9=\"Recharger 330XLHD\",'330XLHD-Metric'!K123,IF($C$9=\"Recharger 360HD\",'360HD-Metric'!P123,IF($C$9=\"Recharger 902HD\",'902HD-Metric'!P123,IF($C$9=\"Contactor Field Drain C-4HD\",'C-4HD-Metric'!G123,IF($C$9=\"Recharger 180HD\",'180HD-Metric'!K123,0))))))))","v":""},{"$f":"IF($C$9=\"Contactor 100HD\",'100HD-Metric'!M123,IF($C$9=\"Recharger 150XLHD\",'150XLHD-Metric'!M123,IF($C$9=\"Recharger 280HD\",'280HD-Metric'!M123,IF($C$9=\"Recharger 330XLHD\",'330XLHD-Metric'!M123,IF($C$9=\"Recharger 360HD\",'360HD-Metric'!R123,IF($C$9=\"Recharger 902HD\",'902HD-Metric'!R123,IF($C$9=\"Contactor Field Drain C-4HD\",'C-4HD-Metric'!I123,IF($C$9=\"Recharger 180HD\",'180HD-Metric'!M123,0))))))))","v":""},{"$f":"IF($C$9=\"Contactor 100HD\",'100HD-Metric'!O123,IF($C$9=\"Recharger 150XLHD\",'150XLHD-Metric'!O123,IF($C$9=\"Recharger 280HD\",'280HD-Metric'!O123,IF($C$9=\"Recharger 330XLHD\",'330XLHD-Metric'!O123,IF($C$9=\"Recharger 360HD\",'360HD-Metric'!T123,IF($C$9=\"Recharger 902HD\",'902HD-Metric'!T123,IF($C$9=\"Contactor Field Drain C-4HD\",'C-4HD-Metric'!K123,IF($C$9=\"Recharger 180HD\",'180HD-Metric'!O123,0))))))))","v":""},"",null,null,null,null,null,{"$f":"IF($C$9=\"Contactor 100HD\",'100HD-Metric'!I123,IF($C$9=\"Recharger 150XLHD\",'150XLHD-Metric'!I123,IF($C$9=\"Recharger 280HD\",'280HD-Metric'!I123,IF($C$9=\"Recharger 330XLHD\",'330XLHD-Metric'!I123,IF($C$9=\"Recharger 360HD\",'360HD-Metric'!N123,IF($C$9=\"Recharger 902HD\",'902HD-Metric'!N123,IF($C$9=\"Recharger 180HD\",'180HD-Metric'!I123,\"\")))))))","v":""}]
[{"$f":"IF($C$9=\"Contactor 100HD\",'100HD-Metric'!B124,IF($C$9=\"Recharger 150XLHD\",'150XLHD-Metric'!B124,IF($C$9=\"Recharger 280HD\",'280HD-Metric'!B124,IF($C$9=\"Recharger 330XLHD\",'330XLHD-Metric'!B124,IF($C$9=\"Recharger 360HD\",'360HD-Metric'!B124,IF($C$9=\"Recharger 902HD\",'902HD-Metric'!B124,IF($C$9=\"Contactor Field Drain C-4HD\",'C-4HD-Metric'!B124,IF($C$9=\"Recharger 180HD\",'180HD-Metric'!B124,0))))))))","v":-660.4},{"$f":"IF($C$9=\"Contactor 100HD\",'100HD-Metric'!G124,IF($C$9=\"Recharger 150XLHD\",'150XLHD-Metric'!G124,IF($C$9=\"Recharger 280HD\",'280HD-Metric'!G124,IF($C$9=\"Recharger 330XLHD\",'330XLHD-Metric'!G124,IF($C$9=\"Recharger 360HD\",'360HD-Metric'!K124,IF($C$9=\"Recharger 902HD\",'902HD-Metric'!K124,IF($C$9=\"Contactor Field Drain C-4HD\",'C-4HD-Metric'!E124,IF($C$9=\"Recharger 180HD\",'180HD-Metric'!G124,0))))))))","v":""},{"$f":"IF($C$9=\"Contactor 100HD\",'100HD-Metric'!K124,IF($C$9=\"Recharger 150XLHD\",'150XLHD-Metric'!K124,IF($C$9=\"Recharger 280HD\",'280HD-Metric'!K124,IF($C$9=\"Recharger 330XLHD\",'330XLHD-Metric'!K124,IF($C$9=\"Recharger 360HD\",'360HD-Metric'!P124,IF($C$9=\"Recharger 902HD\",'902HD-Metric'!P124,IF($C$9=\"Contactor Field Drain C-4HD\",'C-4HD-Metric'!G124,IF($C$9=\"Recharger 180HD\",'180HD-Metric'!K124,0))))))))","v":""},{"$f":"IF($C$9=\"Contactor 100HD\",'100HD-Metric'!M124,IF($C$9=\"Recharger 150XLHD\",'150XLHD-Metric'!M124,IF($C$9=\"Recharger 280HD\",'280HD-Metric'!M124,IF($C$9=\"Recharger 330XLHD\",'330XLHD-Metric'!M124,IF($C$9=\"Recharger 360HD\",'360HD-Metric'!R124,IF($C$9=\"Recharger 902HD\",'902HD-Metric'!R124,IF($C$9=\"Contactor Field Drain C-4HD\",'C-4HD-Metric'!I124,IF($C$9=\"Recharger 180HD\",'180HD-Metric'!M124,0))))))))","v":""},{"$f":"IF($C$9=\"Contactor 100HD\",'100HD-Metric'!O124,IF($C$9=\"Recharger 150XLHD\",'150XLHD-Metric'!O124,IF($C$9=\"Recharger 280HD\",'280HD-Metric'!O124,IF($C$9=\"Recharger 330XLHD\",'330XLHD-Metric'!O124,IF($C$9=\"Recharger 360HD\",'360HD-Metric'!T124,IF($C$9=\"Recharger 902HD\",'902HD-Metric'!T124,IF($C$9=\"Contactor Field Drain C-4HD\",'C-4HD-Metric'!K124,IF($C$9=\"Recharger 180HD\",'180HD-Metric'!O124,0))))))))","v":""},"",null,null,null,null,null,{"$f":"IF($C$9=\"Contactor 100HD\",'100HD-Metric'!I124,IF($C$9=\"Recharger 150XLHD\",'150XLHD-Metric'!I124,IF($C$9=\"Recharger 280HD\",'280HD-Metric'!I124,IF($C$9=\"Recharger 330XLHD\",'330XLHD-Metric'!I124,IF($C$9=\"Recharger 360HD\",'360HD-Metric'!N124,IF($C$9=\"Recharger 902HD\",'902HD-Metric'!N124,IF($C$9=\"Recharger 180HD\",'180HD-Metric'!I124,\"\")))))))","v":""}]
[{"$f":"IF($C$9=\"Contactor 100HD\",'100HD-Metric'!B125,IF($C$9=\"Recharger 150XLHD\",'150XLHD-Metric'!B125,IF($C$9=\"Recharger 280HD\",'280HD-Metric'!B125,IF($C$9=\"Recharger 330XLHD\",'330XLHD-Metric'!B125,IF($C$9=\"Recharger 360HD\",'360HD-Metric'!B125,IF($C$9=\"Recharger 902HD\",'902HD-Metric'!B125,IF($C$9=\"Contactor Field Drain C-4HD\",'C-4HD-Metric'!B125,IF($C$9=\"Recharger 180HD\",'180HD-Metric'!B125,0))))))))","v":-685.8},{"$f":"IF($C$9=\"Contactor 100HD\",'100HD-Metric'!G125,IF($C$9=\"Recharger 150XLHD\",'150XLHD-Metric'!G125,IF($C$9=\"Recharger 280HD\",'280HD-Metric'!G125,IF($C$9=\"Recharger 330XLHD\",'330XLHD-Metric'!G125,IF($C$9=\"Recharger 360HD\",'360HD-Metric'!K125,IF($C$9=\"Recharger 902HD\",'902HD-Metric'!K125,IF($C$9=\"Contactor Field Drain C-4HD\",'C-4HD-Metric'!E125,IF($C$9=\"Recharger 180HD\",'180HD-Metric'!G125,0))))))))","v":""},{"$f":"IF($C$9=\"Contactor 100HD\",'100HD-Metric'!K125,IF($C$9=\"Recharger 150XLHD\",'150XLHD-Metric'!K125,IF($C$9=\"Recharger 280HD\",'280HD-Metric'!K125,IF($C$9=\"Recharger 330XLHD\",'330XLHD-Metric'!K125,IF($C$9=\"Recharger 360HD\",'360HD-Metric'!P125,IF($C$9=\"Recharger 902HD\",'902HD-Metric'!P125,IF($C$9=\"Contactor Field Drain C-4HD\",'C-4HD-Metric'!G125,IF($C$9=\"Recharger 180HD\",'180HD-Metric'!K125,0))))))))","v":""},{"$f":"IF($C$9=\"Contactor 100HD\",'100HD-Metric'!M125,IF($C$9=\"Recharger 150XLHD\",'150XLHD-Metric'!M125,IF($C$9=\"Recharger 280HD\",'280HD-Metric'!M125,IF($C$9=\"Recharger 330XLHD\",'330XLHD-Metric'!M125,IF($C$9=\"Recharger 360HD\",'360HD-Metric'!R125,IF($C$9=\"Recharger 902HD\",'902HD-Metric'!R125,IF($C$9=\"Contactor Field Drain C-4HD\",'C-4HD-Metric'!I125,IF($C$9=\"Recharger 180HD\",'180HD-Metric'!M125,0))))))))","v":""},{"$f":"IF($C$9=\"Contactor 100HD\",'100HD-Metric'!O125,IF($C$9=\"Recharger 150XLHD\",'150XLHD-Metric'!O125,IF($C$9=\"Recharger 280HD\",'280HD-Metric'!O125,IF($C$9=\"Recharger 330XLHD\",'330XLHD-Metric'!O125,IF($C$9=\"Recharger 360HD\",'360HD-Metric'!T125,IF($C$9=\"Recharger 902HD\",'902HD-Metric'!T125,IF($C$9=\"Contactor Field Drain C-4HD\",'C-4HD-Metric'!K125,IF($C$9=\"Recharger 180HD\",'180HD-Metric'!O125,0))))))))","v":""},{"$f":"IF(A119<0,\"\",C$16+A119/1000)","v":""},null,null,null,null,null,{"$f":"IF($C$9=\"Contactor 100HD\",'100HD-Metric'!I125,IF($C$9=\"Recharger 150XLHD\",'150XLHD-Metric'!I125,IF($C$9=\"Recharger 280HD\",'280HD-Metric'!I125,IF($C$9=\"Recharger 330XLHD\",'330XLHD-Metric'!I125,IF($C$9=\"Recharger 360HD\",'360HD-Metric'!N125,IF($C$9=\"Recharger 902HD\",'902HD-Metric'!N125,IF($C$9=\"Recharger 180HD\",'180HD-Metric'!I125,\"\")))))))","v":""}]
[{"$f":"IF($C$9=\"Contactor 100HD\",'100HD-Metric'!B126,IF($C$9=\"Recharger 150XLHD\",'150XLHD-Metric'!B126,IF($C$9=\"Recharger 280HD\",'280HD-Metric'!B126,IF($C$9=\"Recharger 330XLHD\",'330XLHD-Metric'!B126,IF($C$9=\"Recharger 360HD\",'360HD-Metric'!B126,IF($C$9=\"Recharger 902HD\",'902HD-Metric'!B126,IF($C$9=\"Contactor Field Drain C-4HD\",'C-4HD-Metric'!B126,IF($C$9=\"Recharger 180HD\",'180HD-Metric'!B126,0))))))))","v":-711.19999999999993},{"$f":"IF($C$9=\"Contactor 100HD\",'100HD-Metric'!G126,IF($C$9=\"Recharger 150XLHD\",'150XLHD-Metric'!G126,IF($C$9=\"Recharger 280HD\",'280HD-Metric'!G126,IF($C$9=\"Recharger 330XLHD\",'330XLHD-Metric'!G126,IF($C$9=\"Recharger 360HD\",'360HD-Metric'!K126,IF($C$9=\"Recharger 902HD\",'902HD-Metric'!K126,IF($C$9=\"Contactor Field Drain C-4HD\",'C-4HD-Metric'!E126,IF($C$9=\"Recharger 180HD\",'180HD-Metric'!G126,0))))))))","v":""},{"$f":"IF($C$9=\"Contactor 100HD\",'100HD-Metric'!K126,IF($C$9=\"Recharger 150XLHD\",'150XLHD-Metric'!K126,IF($C$9=\"Recharger 280HD\",'280HD-Metric'!K126,IF($C$9=\"Recharger 330XLHD\",'330XLHD-Metric'!K126,IF($C$9=\"Recharger 360HD\",'360HD-Metric'!P126,IF($C$9=\"Recharger 902HD\",'902HD-Metric'!P126,IF($C$9=\"Contactor Field Drain C-4HD\",'C-4HD-Metric'!G126,IF($C$9=\"Recharger 180HD\",'180HD-Metric'!K126,0))))))))","v":""},{"$f":"IF($C$9=\"Contactor 100HD\",'100HD-Metric'!M126,IF($C$9=\"Recharger 150XLHD\",'150XLHD-Metric'!M126,IF($C$9=\"Recharger 280HD\",'280HD-Metric'!M126,IF($C$9=\"Recharger 330XLHD\",'330XLHD-Metric'!M126,IF($C$9=\"Recharger 360HD\",'360HD-Metric'!R126,IF($C$9=\"Recharger 902HD\",'902HD-Metric'!R126,IF($C$9=\"Contactor Field Drain C-4HD\",'C-4HD-Metric'!I126,IF($C$9=\"Recharger 180HD\",'180HD-Metric'!M126,0))))))))","v":""},{"$f":"IF($C$9=\"Contactor 100HD\",'100HD-Metric'!O126,IF($C$9=\"Recharger 150XLHD\",'150XLHD-Metric'!O126,IF($C$9=\"Recharger 280HD\",'280HD-Metric'!O126,IF($C$9=\"Recharger 330XLHD\",'330XLHD-Metric'!O126,IF($C$9=\"Recharger 360HD\",'360HD-Metric'!T126,IF($C$9=\"Recharger 902HD\",'902HD-Metric'!T126,IF($C$9=\"Contactor Field Drain C-4HD\",'C-4HD-Metric'!K126,IF($C$9=\"Recharger 180HD\",'180HD-Metric'!O126,0))))))))","v":""},"",null,null,null,null,null,{"$f":"IF($C$9=\"Contactor 100HD\",'100HD-Metric'!I126,IF($C$9=\"Recharger 150XLHD\",'150XLHD-Metric'!I126,IF($C$9=\"Recharger 280HD\",'280HD-Metric'!I126,IF($C$9=\"Recharger 330XLHD\",'330XLHD-Metric'!I126,IF($C$9=\"Recharger 360HD\",'360HD-Metric'!N126,IF($C$9=\"Recharger 902HD\",'902HD-Metric'!N126,IF($C$9=\"Recharger 180HD\",'180HD-Metric'!I126,\"\")))))))","v":""}]
[{"$f":"IF($C$9=\"Contactor 100HD\",'100HD-Metric'!B127,IF($C$9=\"Recharger 150XLHD\",'150XLHD-Metric'!B127,IF($C$9=\"Recharger 280HD\",'280HD-Metric'!B127,IF($C$9=\"Recharger 330XLHD\",'330XLHD-Metric'!B127,IF($C$9=\"Recharger 360HD\",'360HD-Metric'!B127,IF($C$9=\"Recharger 902HD\",'902HD-Metric'!B127,IF($C$9=\"Contactor Field Drain C-4HD\",'C-4HD-Metric'!B127,IF($C$9=\"Recharger 180HD\",'180HD-Metric'!B127,0))))))))","v":-736.59999999999991},{"$f":"IF($C$9=\"Contactor 100HD\",'100HD-Metric'!G127,IF($C$9=\"Recharger 150XLHD\",'150XLHD-Metric'!G127,IF($C$9=\"Recharger 280HD\",'280HD-Metric'!G127,IF($C$9=\"Recharger 330XLHD\",'330XLHD-Metric'!G127,IF($C$9=\"Recharger 360HD\",'360HD-Metric'!K127,IF($C$9=\"Recharger 902HD\",'902HD-Metric'!K127,IF($C$9=\"Contactor Field Drain C-4HD\",'C-4HD-Metric'!E127,IF($C$9=\"Recharger 180HD\",'180HD-Metric'!G127,0))))))))","v":""},{"$f":"IF($C$9=\"Contactor 100HD\",'100HD-Metric'!K127,IF($C$9=\"Recharger 150XLHD\",'150XLHD-Metric'!K127,IF($C$9=\"Recharger 280HD\",'280HD-Metric'!K127,IF($C$9=\"Recharger 330XLHD\",'330XLHD-Metric'!K127,IF($C$9=\"Recharger 360HD\",'360HD-Metric'!P127,IF($C$9=\"Recharger 902HD\",'902HD-Metric'!P127,IF($C$9=\"Contactor Field Drain C-4HD\",'C-4HD-Metric'!G127,IF($C$9=\"Recharger 180HD\",'180HD-Metric'!K127,0))))))))","v":""},{"$f":"IF($C$9=\"Contactor 100HD\",'100HD-Metric'!M127,IF($C$9=\"Recharger 150XLHD\",'150XLHD-Metric'!M127,IF($C$9=\"Recharger 280HD\",'280HD-Metric'!M127,IF($C$9=\"Recharger 330XLHD\",'330XLHD-Metric'!M127,IF($C$9=\"Recharger 360HD\",'360HD-Metric'!R127,IF($C$9=\"Recharger 902HD\",'902HD-Metric'!R127,IF($C$9=\"Contactor Field Drain C-4HD\",'C-4HD-Metric'!I127,IF($C$9=\"Recharger 180HD\",'180HD-Metric'!M127,0))))))))","v":""},{"$f":"IF($C$9=\"Contactor 100HD\",'100HD-Metric'!O127,IF($C$9=\"Recharger 150XLHD\",'150XLHD-Metric'!O127,IF($C$9=\"Recharger 280HD\",'280HD-Metric'!O127,IF($C$9=\"Recharger 330XLHD\",'330XLHD-Metric'!O127,IF($C$9=\"Recharger 360HD\",'360HD-Metric'!T127,IF($C$9=\"Recharger 902HD\",'902HD-Metric'!T127,IF($C$9=\"Contactor Field Drain C-4HD\",'C-4HD-Metric'!K127,IF($C$9=\"Recharger 180HD\",'180HD-Metric'!O127,0))))))))","v":""},"",null,null,null,null,null,{"$f":"IF($C$9=\"Contactor 100HD\",'100HD-Metric'!I127,IF($C$9=\"Recharger 150XLHD\",'150XLHD-Metric'!I127,IF($C$9=\"Recharger 280HD\",'280HD-Metric'!I127,IF($C$9=\"Recharger 330XLHD\",'330XLHD-Metric'!I127,IF($C$9=\"Recharger 360HD\",'360HD-Metric'!N127,IF($C$9=\"Recharger 902HD\",'902HD-Metric'!N127,IF($C$9=\"Recharger 180HD\",'180HD-Metric'!I127,\"\")))))))","v":""}]
[{"$f":"IF($C$9=\"Contactor 100HD\",'100HD-Metric'!B128,IF($C$9=\"Recharger 150XLHD\",'150XLHD-Metric'!B128,IF($C$9=\"Recharger 280HD\",'280HD-Metric'!B128,IF($C$9=\"Recharger 330XLHD\",'330XLHD-Metric'!B128,IF($C$9=\"Recharger 360HD\",'360HD-Metric'!B128,IF($C$9=\"Recharger 902HD\",'902HD-Metric'!B128,IF($C$9=\"Contactor Field Drain C-4HD\",'C-4HD-Metric'!B128,IF($C$9=\"Recharger 180HD\",'180HD-Metric'!B128,0))))))))","v":-762},{"$f":"IF($C$9=\"Contactor 100HD\",'100HD-Metric'!G128,IF($C$9=\"Recharger 150XLHD\",'150XLHD-Metric'!G128,IF($C$9=\"Recharger 280HD\",'280HD-Metric'!G128,IF($C$9=\"Recharger 330XLHD\",'330XLHD-Metric'!G128,IF($C$9=\"Recharger 360HD\",'360HD-Metric'!K128,IF($C$9=\"Recharger 902HD\",'902HD-Metric'!K128,IF($C$9=\"Contactor Field Drain C-4HD\",'C-4HD-Metric'!E128,IF($C$9=\"Recharger 180HD\",'180HD-Metric'!G128,0))))))))","v":""},{"$f":"IF($C$9=\"Contactor 100HD\",'100HD-Metric'!K128,IF($C$9=\"Recharger 150XLHD\",'150XLHD-Metric'!K128,IF($C$9=\"Recharger 280HD\",'280HD-Metric'!K128,IF($C$9=\"Recharger 330XLHD\",'330XLHD-Metric'!K128,IF($C$9=\"Recharger 360HD\",'360HD-Metric'!P128,IF($C$9=\"Recharger 902HD\",'902HD-Metric'!P128,IF($C$9=\"Contactor Field Drain C-4HD\",'C-4HD-Metric'!G128,IF($C$9=\"Recharger 180HD\",'180HD-Metric'!K128,0))))))))","v":""},{"$f":"IF($C$9=\"Contactor 100HD\",'100HD-Metric'!M128,IF($C$9=\"Recharger 150XLHD\",'150XLHD-Metric'!M128,IF($C$9=\"Recharger 280HD\",'280HD-Metric'!M128,IF($C$9=\"Recharger 330XLHD\",'330XLHD-Metric'!M128,IF($C$9=\"Recharger 360HD\",'360HD-Metric'!R128,IF($C$9=\"Recharger 902HD\",'902HD-Metric'!R128,IF($C$9=\"Contactor Field Drain C-4HD\",'C-4HD-Metric'!I128,IF($C$9=\"Recharger 180HD\",'180HD-Metric'!M128,0))))))))","v":""},{"$f":"IF($C$9=\"Contactor 100HD\",'100HD-Metric'!O128,IF($C$9=\"Recharger 150XLHD\",'150XLHD-Metric'!O128,IF($C$9=\"Recharger 280HD\",'280HD-Metric'!O128,IF($C$9=\"Recharger 330XLHD\",'330XLHD-Metric'!O128,IF($C$9=\"Recharger 360HD\",'360HD-Metric'!T128,IF($C$9=\"Recharger 902HD\",'902HD-Metric'!T128,IF($C$9=\"Contactor Field Drain C-4HD\",'C-4HD-Metric'!K128,IF($C$9=\"Recharger 180HD\",'180HD-Metric'!O128,0))))))))","v":""},"",null,null,null,null,null,{"$f":"IF($C$9=\"Contactor 100HD\",'100HD-Metric'!I128,IF($C$9=\"Recharger 150XLHD\",'150XLHD-Metric'!I128,IF($C$9=\"Recharger 280HD\",'280HD-Metric'!I128,IF($C$9=\"Recharger 330XLHD\",'330XLHD-Metric'!I128,IF($C$9=\"Recharger 360HD\",'360HD-Metric'!N128,IF($C$9=\"Recharger 902HD\",'902HD-Metric'!N128,IF($C$9=\"Recharger 180HD\",'180HD-Metric'!I128,\"\")))))))","v":""}]
[{"$f":"IF($C$9=\"Contactor 100HD\",'100HD-Metric'!B129,IF($C$9=\"Recharger 150XLHD\",'150XLHD-Metric'!B129,IF($C$9=\"Recharger 280HD\",'280HD-Metric'!B129,IF($C$9=\"Recharger 330XLHD\",'330XLHD-Metric'!B129,IF($C$9=\"Recharger 360HD\",'360HD-Metric'!B129,IF($C$9=\"Recharger 902HD\",'902HD-Metric'!B129,IF($C$9=\"Contactor Field Drain C-4HD\",'C-4HD-Metric'!B129,IF($C$9=\"Recharger 180HD\",'180HD-Metric'!B129,0))))))))","v":-787.4},{"$f":"IF($C$9=\"Contactor 100HD\",'100HD-Metric'!G129,IF($C$9=\"Recharger 150XLHD\",'150XLHD-Metric'!G129,IF($C$9=\"Recharger 280HD\",'280HD-Metric'!G129,IF($C$9=\"Recharger 330XLHD\",'330XLHD-Metric'!G129,IF($C$9=\"Recharger 360HD\",'360HD-Metric'!K129,IF($C$9=\"Recharger 902HD\",'902HD-Metric'!K129,IF($C$9=\"Contactor Field Drain C-4HD\",'C-4HD-Metric'!E129,IF($C$9=\"Recharger 180HD\",'180HD-Metric'!G129,0))))))))","v":""},{"$f":"IF($C$9=\"Contactor 100HD\",'100HD-Metric'!K129,IF($C$9=\"Recharger 150XLHD\",'150XLHD-Metric'!K129,IF($C$9=\"Recharger 280HD\",'280HD-Metric'!K129,IF($C$9=\"Recharger 330XLHD\",'330XLHD-Metric'!K129,IF($C$9=\"Recharger 360HD\",'360HD-Metric'!P129,IF($C$9=\"Recharger 902HD\",'902HD-Metric'!P129,IF($C$9=\"Contactor Field Drain C-4HD\",'C-4HD-Metric'!G129,IF($C$9=\"Recharger 180HD\",'180HD-Metric'!K129,0))))))))","v":""},{"$f":"IF($C$9=\"Contactor 100HD\",'100HD-Metric'!M129,IF($C$9=\"Recharger 150XLHD\",'150XLHD-Metric'!M129,IF($C$9=\"Recharger 280HD\",'280HD-Metric'!M129,IF($C$9=\"Recharger 330XLHD\",'330XLHD-Metric'!M129,IF($C$9=\"Recharger 360HD\",'360HD-Metric'!R129,IF($C$9=\"Recharger 902HD\",'902HD-Metric'!R129,IF($C$9=\"Contactor Field Drain C-4HD\",'C-4HD-Metric'!I129,IF($C$9=\"Recharger 180HD\",'180HD-Metric'!M129,0))))))))","v":""},{"$f":"IF($C$9=\"Contactor 100HD\",'100HD-Metric'!O129,IF($C$9=\"Recharger 150XLHD\",'150XLHD-Metric'!O129,IF($C$9=\"Recharger 280HD\",'280HD-Metric'!O129,IF($C$9=\"Recharger 330XLHD\",'330XLHD-Metric'!O129,IF($C$9=\"Recharger 360HD\",'360HD-Metric'!T129,IF($C$9=\"Recharger 902HD\",'902HD-Metric'!T129,IF($C$9=\"Contactor Field Drain C-4HD\",'C-4HD-Metric'!K129,IF($C$9=\"Recharger 180HD\",'180HD-Metric'!O129,0))))))))","v":""},"",null,null,null,null,null,{"$f":"IF($C$9=\"Contactor 100HD\",'100HD-Metric'!I129,IF($C$9=\"Recharger 150XLHD\",'150XLHD-Metric'!I129,IF($C$9=\"Recharger 280HD\",'280HD-Metric'!I129,IF($C$9=\"Recharger 330XLHD\",'330XLHD-Metric'!I129,IF($C$9=\"Recharger 360HD\",'360HD-Metric'!N129,IF($C$9=\"Recharger 902HD\",'902HD-Metric'!N129,IF($C$9=\"Recharger 180HD\",'180HD-Metric'!I129,\"\")))))))","v":""}]
[{"$f":"IF($C$9=\"Contactor 100HD\",'100HD-Metric'!B130,IF($C$9=\"Recharger 150XLHD\",'150XLHD-Metric'!B130,IF($C$9=\"Recharger 280HD\",'280HD-Metric'!B130,IF($C$9=\"Recharger 330XLHD\",'330XLHD-Metric'!B130,IF($C$9=\"Recharger 360HD\",'360HD-Metric'!B130,IF($C$9=\"Recharger 902HD\",'902HD-Metric'!B130,IF($C$9=\"Contactor Field Drain C-4HD\",'C-4HD-Metric'!B130,IF($C$9=\"Recharger 180HD\",'180HD-Metric'!B130,0))))))))","v":-812.8},{"$f":"IF($C$9=\"Contactor 100HD\",'100HD-Metric'!G130,IF($C$9=\"Recharger 150XLHD\",'150XLHD-Metric'!G130,IF($C$9=\"Recharger 280HD\",'280HD-Metric'!G130,IF($C$9=\"Recharger 330XLHD\",'330XLHD-Metric'!G130,IF($C$9=\"Recharger 360HD\",'360HD-Metric'!K130,IF($C$9=\"Recharger 902HD\",'902HD-Metric'!K130,IF($C$9=\"Contactor Field Drain C-4HD\",'C-4HD-Metric'!E130,IF($C$9=\"Recharger 180HD\",'180HD-Metric'!G130,0))))))))","v":""},{"$f":"IF($C$9=\"Contactor 100HD\",'100HD-Metric'!K130,IF($C$9=\"Recharger 150XLHD\",'150XLHD-Metric'!K130,IF($C$9=\"Recharger 280HD\",'280HD-Metric'!K130,IF($C$9=\"Recharger 330XLHD\",'330XLHD-Metric'!K130,IF($C$9=\"Recharger 360HD\",'360HD-Metric'!P130,IF($C$9=\"Recharger 902HD\",'902HD-Metric'!P130,IF($C$9=\"Contactor Field Drain C-4HD\",'C-4HD-Metric'!G130,IF($C$9=\"Recharger 180HD\",'180HD-Metric'!K130,0))))))))","v":""},{"$f":"IF($C$9=\"Contactor 100HD\",'100HD-Metric'!M130,IF($C$9=\"Recharger 150XLHD\",'150XLHD-Metric'!M130,IF($C$9=\"Recharger 280HD\",'280HD-Metric'!M130,IF($C$9=\"Recharger 330XLHD\",'330XLHD-Metric'!M130,IF($C$9=\"Recharger 360HD\",'360HD-Metric'!R130,IF($C$9=\"Recharger 902HD\",'902HD-Metric'!R130,IF($C$9=\"Contactor Field Drain C-4HD\",'C-4HD-Metric'!I130,IF($C$9=\"Recharger 180HD\",'180HD-Metric'!M130,0))))))))","v":""},{"$f":"IF($C$9=\"Contactor 100HD\",'100HD-Metric'!O130,IF($C$9=\"Recharger 150XLHD\",'150XLHD-Metric'!O130,IF($C$9=\"Recharger 280HD\",'280HD-Metric'!O130,IF($C$9=\"Recharger 330XLHD\",'330XLHD-Metric'!O130,IF($C$9=\"Recharger 360HD\",'360HD-Metric'!T130,IF($C$9=\"Recharger 902HD\",'902HD-Metric'!T130,IF($C$9=\"Contactor Field Drain C-4HD\",'C-4HD-Metric'!K130,IF($C$9=\"Recharger 180HD\",'180HD-Metric'!O130,0))))))))","v":""},"",null,null,null,null,null,{"$f":"IF($C$9=\"Contactor 100HD\",'100HD-Metric'!I130,IF($C$9=\"Recharger 150XLHD\",'150XLHD-Metric'!I130,IF($C$9=\"Recharger 280HD\",'280HD-Metric'!I130,IF($C$9=\"Recharger 330XLHD\",'330XLHD-Metric'!I130,IF($C$9=\"Recharger 360HD\",'360HD-Metric'!N130,IF($C$9=\"Recharger 902HD\",'902HD-Metric'!N130,IF($C$9=\"Recharger 180HD\",'180HD-Metric'!I130,\"\")))))))","v":""}]
[{"$f":"IF($C$9=\"Contactor 100HD\",'100HD-Metric'!B131,IF($C$9=\"Recharger 150XLHD\",'150XLHD-Metric'!B131,IF($C$9=\"Recharger 280HD\",'280HD-Metric'!B131,IF($C$9=\"Recharger 330XLHD\",'330XLHD-Metric'!B131,IF($C$9=\"Recharger 360HD\",'360HD-Metric'!B131,IF($C$9=\"Recharger 902HD\",'902HD-Metric'!B131,IF($C$9=\"Contactor Field Drain C-4HD\",'C-4HD-Metric'!B131,IF($C$9=\"Recharger 180HD\",'180HD-Metric'!B131,0))))))))","v":-838.19999999999993},{"$f":"IF($C$9=\"Contactor 100HD\",'100HD-Metric'!G131,IF($C$9=\"Recharger 150XLHD\",'150XLHD-Metric'!G131,IF($C$9=\"Recharger 280HD\",'280HD-Metric'!G131,IF($C$9=\"Recharger 330XLHD\",'330XLHD-Metric'!G131,IF($C$9=\"Recharger 360HD\",'360HD-Metric'!K131,IF($C$9=\"Recharger 902HD\",'902HD-Metric'!K131,IF($C$9=\"Contactor Field Drain C-4HD\",'C-4HD-Metric'!E131,IF($C$9=\"Recharger 180HD\",'180HD-Metric'!G131,0))))))))","v":""},{"$f":"IF($C$9=\"Contactor 100HD\",'100HD-Metric'!K131,IF($C$9=\"Recharger 150XLHD\",'150XLHD-Metric'!K131,IF($C$9=\"Recharger 280HD\",'280HD-Metric'!K131,IF($C$9=\"Recharger 330XLHD\",'330XLHD-Metric'!K131,IF($C$9=\"Recharger 360HD\",'360HD-Metric'!P131,IF($C$9=\"Recharger 902HD\",'902HD-Metric'!P131,IF($C$9=\"Contactor Field Drain C-4HD\",'C-4HD-Metric'!G131,IF($C$9=\"Recharger 180HD\",'180HD-Metric'!K131,0))))))))","v":""},{"$f":"IF($C$9=\"Contactor 100HD\",'100HD-Metric'!M131,IF($C$9=\"Recharger 150XLHD\",'150XLHD-Metric'!M131,IF($C$9=\"Recharger 280HD\",'280HD-Metric'!M131,IF($C$9=\"Recharger 330XLHD\",'330XLHD-Metric'!M131,IF($C$9=\"Recharger 360HD\",'360HD-Metric'!R131,IF($C$9=\"Recharger 902HD\",'902HD-Metric'!R131,IF($C$9=\"Contactor Field Drain C-4HD\",'C-4HD-Metric'!I131,IF($C$9=\"Recharger 180HD\",'180HD-Metric'!M131,0))))))))","v":""},{"$f":"IF($C$9=\"Contactor 100HD\",'100HD-Metric'!O131,IF($C$9=\"Recharger 150XLHD\",'150XLHD-Metric'!O131,IF($C$9=\"Recharger 280HD\",'280HD-Metric'!O131,IF($C$9=\"Recharger 330XLHD\",'330XLHD-Metric'!O131,IF($C$9=\"Recharger 360HD\",'360HD-Metric'!T131,IF($C$9=\"Recharger 902HD\",'902HD-Metric'!T131,IF($C$9=\"Contactor Field Drain C-4HD\",'C-4HD-Metric'!K131,IF($C$9=\"Recharger 180HD\",'180HD-Metric'!O131,0))))))))","v":""},"",null,null,null,null,null,{"$f":"IF($C$9=\"Contactor 100HD\",'100HD-Metric'!I131,IF($C$9=\"Recharger 150XLHD\",'150XLHD-Metric'!I131,IF($C$9=\"Recharger 280HD\",'280HD-Metric'!I131,IF($C$9=\"Recharger 330XLHD\",'330XLHD-Metric'!I131,IF($C$9=\"Recharger 360HD\",'360HD-Metric'!N131,IF($C$9=\"Recharger 902HD\",'902HD-Metric'!N131,IF($C$9=\"Recharger 180HD\",'180HD-Metric'!I131,\"\")))))))","v":""}]
[{"$f":"IF($C$9=\"Contactor 100HD\",'100HD-Metric'!B132,IF($C$9=\"Recharger 150XLHD\",'150XLHD-Metric'!B132,IF($C$9=\"Recharger 280HD\",'280HD-Metric'!B132,IF($C$9=\"Recharger 330XLHD\",'330XLHD-Metric'!B132,IF($C$9=\"Recharger 360HD\",'360HD-Metric'!B132,IF($C$9=\"Recharger 902HD\",'902HD-Metric'!B132,IF($C$9=\"Contactor Field Drain C-4HD\",'C-4HD-Metric'!B132,IF($C$9=\"Recharger 180HD\",'180HD-Metric'!B132,0))))))))","v":-863.59999999999991},{"$f":"IF($C$9=\"Contactor 100HD\",'100HD-Metric'!G132,IF($C$9=\"Recharger 150XLHD\",'150XLHD-Metric'!G132,IF($C$9=\"Recharger 280HD\",'280HD-Metric'!G132,IF($C$9=\"Recharger 330XLHD\",'330XLHD-Metric'!G132,IF($C$9=\"Recharger 360HD\",'360HD-Metric'!K132,IF($C$9=\"Recharger 902HD\",'902HD-Metric'!K132,IF($C$9=\"Contactor Field Drain C-4HD\",'C-4HD-Metric'!E132,IF($C$9=\"Recharger 180HD\",'180HD-Metric'!G132,0))))))))","v":""},{"$f":"IF($C$9=\"Contactor 100HD\",'100HD-Metric'!K132,IF($C$9=\"Recharger 150XLHD\",'150XLHD-Metric'!K132,IF($C$9=\"Recharger 280HD\",'280HD-Metric'!K132,IF($C$9=\"Recharger 330XLHD\",'330XLHD-Metric'!K132,IF($C$9=\"Recharger 360HD\",'360HD-Metric'!P132,IF($C$9=\"Recharger 902HD\",'902HD-Metric'!P132,IF($C$9=\"Contactor Field Drain C-4HD\",'C-4HD-Metric'!G132,IF($C$9=\"Recharger 180HD\",'180HD-Metric'!K132,0))))))))","v":""},{"$f":"IF($C$9=\"Contactor 100HD\",'100HD-Metric'!M132,IF($C$9=\"Recharger 150XLHD\",'150XLHD-Metric'!M132,IF($C$9=\"Recharger 280HD\",'280HD-Metric'!M132,IF($C$9=\"Recharger 330XLHD\",'330XLHD-Metric'!M132,IF($C$9=\"Recharger 360HD\",'360HD-Metric'!R132,IF($C$9=\"Recharger 902HD\",'902HD-Metric'!R132,IF($C$9=\"Contactor Field Drain C-4HD\",'C-4HD-Metric'!I132,IF($C$9=\"Recharger 180HD\",'180HD-Metric'!M132,0))))))))","v":""},{"$f":"IF($C$9=\"Contactor 100HD\",'100HD-Metric'!O132,IF($C$9=\"Recharger 150XLHD\",'150XLHD-Metric'!O132,IF($C$9=\"Recharger 280HD\",'280HD-Metric'!O132,IF($C$9=\"Recharger 330XLHD\",'330XLHD-Metric'!O132,IF($C$9=\"Recharger 360HD\",'360HD-Metric'!T132,IF($C$9=\"Recharger 902HD\",'902HD-Metric'!T132,IF($C$9=\"Contactor Field Drain C-4HD\",'C-4HD-Metric'!K132,IF($C$9=\"Recharger 180HD\",'180HD-Metric'!O132,0))))))))","v":""},"",null,null,null,null,null,{"$f":"IF($C$9=\"Contactor 100HD\",'100HD-Metric'!I132,IF($C$9=\"Recharger 150XLHD\",'150XLHD-Metric'!I132,IF($C$9=\"Recharger 280HD\",'280HD-Metric'!I132,IF($C$9=\"Recharger 330XLHD\",'330XLHD-Metric'!I132,IF($C$9=\"Recharger 360HD\",'360HD-Metric'!N132,IF($C$9=\"Recharger 902HD\",'902HD-Metric'!N132,IF($C$9=\"Recharger 180HD\",'180HD-Metric'!I132,\"\")))))))","v":""}]
[{"$f":"IF($C$9=\"Contactor 100HD\",'100HD-Metric'!B133,IF($C$9=\"Recharger 150XLHD\",'150XLHD-Metric'!B133,IF($C$9=\"Recharger 280HD\",'280HD-Metric'!B133,IF($C$9=\"Recharger 330XLHD\",'330XLHD-Metric'!B133,IF($C$9=\"Recharger 360HD\",'360HD-Metric'!B133,IF($C$9=\"Recharger 902HD\",'902HD-Metric'!B133,IF($C$9=\"Contactor Field Drain C-4HD\",'C-4HD-Metric'!B133,IF($C$9=\"Recharger 180HD\",'180HD-Metric'!B133,0))))))))","v":-889},{"$f":"IF($C$9=\"Contactor 100HD\",'100HD-Metric'!G133,IF($C$9=\"Recharger 150XLHD\",'150XLHD-Metric'!G133,IF($C$9=\"Recharger 280HD\",'280HD-Metric'!G133,IF($C$9=\"Recharger 330XLHD\",'330XLHD-Metric'!G133,IF($C$9=\"Recharger 360HD\",'360HD-Metric'!K133,IF($C$9=\"Recharger 902HD\",'902HD-Metric'!K133,IF($C$9=\"Contactor Field Drain C-4HD\",'C-4HD-Metric'!E133,IF($C$9=\"Recharger 180HD\",'180HD-Metric'!G133,0))))))))","v":""},{"$f":"IF($C$9=\"Contactor 100HD\",'100HD-Metric'!K133,IF($C$9=\"Recharger 150XLHD\",'150XLHD-Metric'!K133,IF($C$9=\"Recharger 280HD\",'280HD-Metric'!K133,IF($C$9=\"Recharger 330XLHD\",'330XLHD-Metric'!K133,IF($C$9=\"Recharger 360HD\",'360HD-Metric'!P133,IF($C$9=\"Recharger 902HD\",'902HD-Metric'!P133,IF($C$9=\"Contactor Field Drain C-4HD\",'C-4HD-Metric'!G133,IF($C$9=\"Recharger 180HD\",'180HD-Metric'!K133,0))))))))","v":""},{"$f":"IF($C$9=\"Contactor 100HD\",'100HD-Metric'!M133,IF($C$9=\"Recharger 150XLHD\",'150XLHD-Metric'!M133,IF($C$9=\"Recharger 280HD\",'280HD-Metric'!M133,IF($C$9=\"Recharger 330XLHD\",'330XLHD-Metric'!M133,IF($C$9=\"Recharger 360HD\",'360HD-Metric'!R133,IF($C$9=\"Recharger 902HD\",'902HD-Metric'!R133,IF($C$9=\"Contactor Field Drain C-4HD\",'C-4HD-Metric'!I133,IF($C$9=\"Recharger 180HD\",'180HD-Metric'!M133,0))))))))","v":""},{"$f":"IF($C$9=\"Contactor 100HD\",'100HD-Metric'!O133,IF($C$9=\"Recharger 150XLHD\",'150XLHD-Metric'!O133,IF($C$9=\"Recharger 280HD\",'280HD-Metric'!O133,IF($C$9=\"Recharger 330XLHD\",'330XLHD-Metric'!O133,IF($C$9=\"Recharger 360HD\",'360HD-Metric'!T133,IF($C$9=\"Recharger 902HD\",'902HD-Metric'!T133,IF($C$9=\"Contactor Field Drain C-4HD\",'C-4HD-Metric'!K133,IF($C$9=\"Recharger 180HD\",'180HD-Metric'!O133,0))))))))","v":""},"",null,null,null,null,null,{"$f":"IF($C$9=\"Contactor 100HD\",'100HD-Metric'!I133,IF($C$9=\"Recharger 150XLHD\",'150XLHD-Metric'!I133,IF($C$9=\"Recharger 280HD\",'280HD-Metric'!I133,IF($C$9=\"Recharger 330XLHD\",'330XLHD-Metric'!I133,IF($C$9=\"Recharger 360HD\",'360HD-Metric'!N133,IF($C$9=\"Recharger 902HD\",'902HD-Metric'!N133,IF($C$9=\"Recharger 180HD\",'180HD-Metric'!I133,\"\")))))))","v":""}]
[{"$f":"IF($C$9=\"Contactor 100HD\",'100HD-Metric'!B134,IF($C$9=\"Recharger 150XLHD\",'150XLHD-Metric'!B134,IF($C$9=\"Recharger 280HD\",'280HD-Metric'!B134,IF($C$9=\"Recharger 330XLHD\",'330XLHD-Metric'!B134,IF($C$9=\"Recharger 360HD\",'360HD-Metric'!B134,IF($C$9=\"Recharger 902HD\",'902HD-Metric'!B134,IF($C$9=\"Contactor Field Drain C-4HD\",'C-4HD-Metric'!B134,IF($C$9=\"Recharger 180HD\",'180HD-Metric'!B134,0))))))))","v":-914.4},{"$f":"IF($C$9=\"Contactor 100HD\",'100HD-Metric'!G134,IF($C$9=\"Recharger 150XLHD\",'150XLHD-Metric'!G134,IF($C$9=\"Recharger 280HD\",'280HD-Metric'!G134,IF($C$9=\"Recharger 330XLHD\",'330XLHD-Metric'!G134,IF($C$9=\"Recharger 360HD\",'360HD-Metric'!K134,IF($C$9=\"Recharger 902HD\",'902HD-Metric'!K134,IF($C$9=\"Contactor Field Drain C-4HD\",'C-4HD-Metric'!E134,IF($C$9=\"Recharger 180HD\",'180HD-Metric'!G134,0))))))))","v":""},{"$f":"IF($C$9=\"Contactor 100HD\",'100HD-Metric'!K134,IF($C$9=\"Recharger 150XLHD\",'150XLHD-Metric'!K134,IF($C$9=\"Recharger 280HD\",'280HD-Metric'!K134,IF($C$9=\"Recharger 330XLHD\",'330XLHD-Metric'!K134,IF($C$9=\"Recharger 360HD\",'360HD-Metric'!P134,IF($C$9=\"Recharger 902HD\",'902HD-Metric'!P134,IF($C$9=\"Contactor Field Drain C-4HD\",'C-4HD-Metric'!G134,IF($C$9=\"Recharger 180HD\",'180HD-Metric'!K134,0))))))))","v":""},{"$f":"IF($C$9=\"Contactor 100HD\",'100HD-Metric'!M134,IF($C$9=\"Recharger 150XLHD\",'150XLHD-Metric'!M134,IF($C$9=\"Recharger 280HD\",'280HD-Metric'!M134,IF($C$9=\"Recharger 330XLHD\",'330XLHD-Metric'!M134,IF($C$9=\"Recharger 360HD\",'360HD-Metric'!R134,IF($C$9=\"Recharger 902HD\",'902HD-Metric'!R134,IF($C$9=\"Contactor Field Drain C-4HD\",'C-4HD-Metric'!I134,IF($C$9=\"Recharger 180HD\",'180HD-Metric'!M134,0))))))))","v":""},{"$f":"IF($C$9=\"Contactor 100HD\",'100HD-Metric'!O134,IF($C$9=\"Recharger 150XLHD\",'150XLHD-Metric'!O134,IF($C$9=\"Recharger 280HD\",'280HD-Metric'!O134,IF($C$9=\"Recharger 330XLHD\",'330XLHD-Metric'!O134,IF($C$9=\"Recharger 360HD\",'360HD-Metric'!T134,IF($C$9=\"Recharger 902HD\",'902HD-Metric'!T134,IF($C$9=\"Contactor Field Drain C-4HD\",'C-4HD-Metric'!K134,IF($C$9=\"Recharger 180HD\",'180HD-Metric'!O134,0))))))))","v":""},"",null,null,null,null,null,{"$f":"IF($C$9=\"Contactor 100HD\",'100HD-Metric'!I134,IF($C$9=\"Recharger 150XLHD\",'150XLHD-Metric'!I134,IF($C$9=\"Recharger 280HD\",'280HD-Metric'!I134,IF($C$9=\"Recharger 330XLHD\",'330XLHD-Metric'!I134,IF($C$9=\"Recharger 360HD\",'360HD-Metric'!N134,IF($C$9=\"Recharger 902HD\",'902HD-Metric'!N134,IF($C$9=\"Recharger 180HD\",'180HD-Metric'!I134,\"\")))))))","v":""}]
[{"$f":"IF($C$9=\"Contactor 100HD\",'100HD-Metric'!B135,IF($C$9=\"Recharger 150XLHD\",'150XLHD-Metric'!B135,IF($C$9=\"Recharger 280HD\",'280HD-Metric'!B135,IF($C$9=\"Recharger 330XLHD\",'330XLHD-Metric'!B135,IF($C$9=\"Recharger 360HD\",'360HD-Metric'!B135,IF($C$9=\"Recharger 902HD\",'902HD-Metric'!B135,IF($C$9=\"Contactor Field Drain C-4HD\",'C-4HD-Metric'!B135,IF($C$9=\"Recharger 180HD\",'180HD-Metric'!B135,0))))))))","v":-939.8},{"$f":"IF($C$9=\"Contactor 100HD\",'100HD-Metric'!G135,IF($C$9=\"Recharger 150XLHD\",'150XLHD-Metric'!G135,IF($C$9=\"Recharger 280HD\",'280HD-Metric'!G135,IF($C$9=\"Recharger 330XLHD\",'330XLHD-Metric'!G135,IF($C$9=\"Recharger 360HD\",'360HD-Metric'!K135,IF($C$9=\"Recharger 902HD\",'902HD-Metric'!K135,IF($C$9=\"Contactor Field Drain C-4HD\",'C-4HD-Metric'!E135,IF($C$9=\"Recharger 180HD\",'180HD-Metric'!G135,0))))))))","v":""},{"$f":"IF($C$9=\"Contactor 100HD\",'100HD-Metric'!K135,IF($C$9=\"Recharger 150XLHD\",'150XLHD-Metric'!K135,IF($C$9=\"Recharger 280HD\",'280HD-Metric'!K135,IF($C$9=\"Recharger 330XLHD\",'330XLHD-Metric'!K135,IF($C$9=\"Recharger 360HD\",'360HD-Metric'!P135,IF($C$9=\"Recharger 902HD\",'902HD-Metric'!P135,IF($C$9=\"Contactor Field Drain C-4HD\",'C-4HD-Metric'!G135,IF($C$9=\"Recharger 180HD\",'180HD-Metric'!K135,0))))))))","v":""},{"$f":"IF($C$9=\"Contactor 100HD\",'100HD-Metric'!M135,IF($C$9=\"Recharger 150XLHD\",'150XLHD-Metric'!M135,IF($C$9=\"Recharger 280HD\",'280HD-Metric'!M135,IF($C$9=\"Recharger 330XLHD\",'330XLHD-Metric'!M135,IF($C$9=\"Recharger 360HD\",'360HD-Metric'!R135,IF($C$9=\"Recharger 902HD\",'902HD-Metric'!R135,IF($C$9=\"Contactor Field Drain C-4HD\",'C-4HD-Metric'!I135,IF($C$9=\"Recharger 180HD\",'180HD-Metric'!M135,0))))))))","v":""},{"$f":"IF($C$9=\"Contactor 100HD\",'100HD-Metric'!O135,IF($C$9=\"Recharger 150XLHD\",'150XLHD-Metric'!O135,IF($C$9=\"Recharger 280HD\",'280HD-Metric'!O135,IF($C$9=\"Recharger 330XLHD\",'330XLHD-Metric'!O135,IF($C$9=\"Recharger 360HD\",'360HD-Metric'!T135,IF($C$9=\"Recharger 902HD\",'902HD-Metric'!T135,IF($C$9=\"Contactor Field Drain C-4HD\",'C-4HD-Metric'!K135,IF($C$9=\"Recharger 180HD\",'180HD-Metric'!O135,0))))))))","v":""},"",null,null,null,null,null,{"$f":"IF($C$9=\"Contactor 100HD\",'100HD-Metric'!I135,IF($C$9=\"Recharger 150XLHD\",'150XLHD-Metric'!I135,IF($C$9=\"Recharger 280HD\",'280HD-Metric'!I135,IF($C$9=\"Recharger 330XLHD\",'330XLHD-Metric'!I135,IF($C$9=\"Recharger 360HD\",'360HD-Metric'!N135,IF($C$9=\"Recharger 902HD\",'902HD-Metric'!N135,IF($C$9=\"Recharger 180HD\",'180HD-Metric'!I135,\"\")))))))","v":""}]
[{"$f":"IF($C$9=\"Contactor 100HD\",'100HD-Metric'!B136,IF($C$9=\"Recharger 150XLHD\",'150XLHD-Metric'!B136,IF($C$9=\"Recharger 280HD\",'280HD-Metric'!B136,IF($C$9=\"Recharger 330XLHD\",'330XLHD-Metric'!B136,IF($C$9=\"Recharger 360HD\",'360HD-Metric'!B136,IF($C$9=\"Recharger 902HD\",'902HD-Metric'!B136,IF($C$9=\"Contactor Field Drain C-4HD\",'C-4HD-Metric'!B136,IF($C$9=\"Recharger 180HD\",'180HD-Metric'!B136,0))))))))","v":-965.19999999999993},{"$f":"IF($C$9=\"Contactor 100HD\",'100HD-Metric'!G136,IF($C$9=\"Recharger 150XLHD\",'150XLHD-Metric'!G136,IF($C$9=\"Recharger 280HD\",'280HD-Metric'!G136,IF($C$9=\"Recharger 330XLHD\",'330XLHD-Metric'!G136,IF($C$9=\"Recharger 360HD\",'360HD-Metric'!K136,IF($C$9=\"Recharger 902HD\",'902HD-Metric'!K136,IF($C$9=\"Contactor Field Drain C-4HD\",'C-4HD-Metric'!E136,IF($C$9=\"Recharger 180HD\",'180HD-Metric'!G136,0))))))))","v":""},{"$f":"IF($C$9=\"Contactor 100HD\",'100HD-Metric'!K136,IF($C$9=\"Recharger 150XLHD\",'150XLHD-Metric'!K136,IF($C$9=\"Recharger 280HD\",'280HD-Metric'!K136,IF($C$9=\"Recharger 330XLHD\",'330XLHD-Metric'!K136,IF($C$9=\"Recharger 360HD\",'360HD-Metric'!P136,IF($C$9=\"Recharger 902HD\",'902HD-Metric'!P136,IF($C$9=\"Contactor Field Drain C-4HD\",'C-4HD-Metric'!G136,IF($C$9=\"Recharger 180HD\",'180HD-Metric'!K136,0))))))))","v":""},{"$f":"IF($C$9=\"Contactor 100HD\",'100HD-Metric'!M136,IF($C$9=\"Recharger 150XLHD\",'150XLHD-Metric'!M136,IF($C$9=\"Recharger 280HD\",'280HD-Metric'!M136,IF($C$9=\"Recharger 330XLHD\",'330XLHD-Metric'!M136,IF($C$9=\"Recharger 360HD\",'360HD-Metric'!R136,IF($C$9=\"Recharger 902HD\",'902HD-Metric'!R136,IF($C$9=\"Contactor Field Drain C-4HD\",'C-4HD-Metric'!I136,IF($C$9=\"Recharger 180HD\",'180HD-Metric'!M136,0))))))))","v":""},{"$f":"IF($C$9=\"Contactor 100HD\",'100HD-Metric'!O136,IF($C$9=\"Recharger 150XLHD\",'150XLHD-Metric'!O136,IF($C$9=\"Recharger 280HD\",'280HD-Metric'!O136,IF($C$9=\"Recharger 330XLHD\",'330XLHD-Metric'!O136,IF($C$9=\"Recharger 360HD\",'360HD-Metric'!T136,IF($C$9=\"Recharger 902HD\",'902HD-Metric'!T136,IF($C$9=\"Contactor Field Drain C-4HD\",'C-4HD-Metric'!K136,IF($C$9=\"Recharger 180HD\",'180HD-Metric'!O136,0))))))))","v":""},"",null,null,null,null,null,{"$f":"IF($C$9=\"Contactor 100HD\",'100HD-Metric'!I136,IF($C$9=\"Recharger 150XLHD\",'150XLHD-Metric'!I136,IF($C$9=\"Recharger 280HD\",'280HD-Metric'!I136,IF($C$9=\"Recharger 330XLHD\",'330XLHD-Metric'!I136,IF($C$9=\"Recharger 360HD\",'360HD-Metric'!N136,IF($C$9=\"Recharger 902HD\",'902HD-Metric'!N136,IF($C$9=\"Recharger 180HD\",'180HD-Metric'!I136,\"\")))))))","v":""}]
[{"$f":"IF($C$9=\"Contactor 100HD\",'100HD-Metric'!B137,IF($C$9=\"Recharger 150XLHD\",'150XLHD-Metric'!B137,IF($C$9=\"Recharger 280HD\",'280HD-Metric'!B137,IF($C$9=\"Recharger 330XLHD\",'330XLHD-Metric'!B137,IF($C$9=\"Recharger 360HD\",'360HD-Metric'!B137,IF($C$9=\"Recharger 902HD\",'902HD-Metric'!B137,IF($C$9=\"Contactor Field Drain C-4HD\",'C-4HD-Metric'!B137,IF($C$9=\"Recharger 180HD\",'180HD-Metric'!B137,0))))))))","v":-990.59999999999991},{"$f":"IF($C$9=\"Contactor 100HD\",'100HD-Metric'!G137,IF($C$9=\"Recharger 150XLHD\",'150XLHD-Metric'!G137,IF($C$9=\"Recharger 280HD\",'280HD-Metric'!G137,IF($C$9=\"Recharger 330XLHD\",'330XLHD-Metric'!G137,IF($C$9=\"Recharger 360HD\",'360HD-Metric'!K137,IF($C$9=\"Recharger 902HD\",'902HD-Metric'!K137,IF($C$9=\"Contactor Field Drain C-4HD\",'C-4HD-Metric'!E137,IF($C$9=\"Recharger 180HD\",'180HD-Metric'!G137,0))))))))","v":""},{"$f":"IF($C$9=\"Contactor 100HD\",'100HD-Metric'!K137,IF($C$9=\"Recharger 150XLHD\",'150XLHD-Metric'!K137,IF($C$9=\"Recharger 280HD\",'280HD-Metric'!K137,IF($C$9=\"Recharger 330XLHD\",'330XLHD-Metric'!K137,IF($C$9=\"Recharger 360HD\",'360HD-Metric'!P137,IF($C$9=\"Recharger 902HD\",'902HD-Metric'!P137,IF($C$9=\"Contactor Field Drain C-4HD\",'C-4HD-Metric'!G137,IF($C$9=\"Recharger 180HD\",'180HD-Metric'!K137,0))))))))","v":""},{"$f":"IF($C$9=\"Contactor 100HD\",'100HD-Metric'!M137,IF($C$9=\"Recharger 150XLHD\",'150XLHD-Metric'!M137,IF($C$9=\"Recharger 280HD\",'280HD-Metric'!M137,IF($C$9=\"Recharger 330XLHD\",'330XLHD-Metric'!M137,IF($C$9=\"Recharger 360HD\",'360HD-Metric'!R137,IF($C$9=\"Recharger 902HD\",'902HD-Metric'!R137,IF($C$9=\"Contactor Field Drain C-4HD\",'C-4HD-Metric'!I137,IF($C$9=\"Recharger 180HD\",'180HD-Metric'!M137,0))))))))","v":""},{"$f":"IF($C$9=\"Contactor 100HD\",'100HD-Metric'!O137,IF($C$9=\"Recharger 150XLHD\",'150XLHD-Metric'!O137,IF($C$9=\"Recharger 280HD\",'280HD-Metric'!O137,IF($C$9=\"Recharger 330XLHD\",'330XLHD-Metric'!O137,IF($C$9=\"Recharger 360HD\",'360HD-Metric'!T137,IF($C$9=\"Recharger 902HD\",'902HD-Metric'!T137,IF($C$9=\"Contactor Field Drain C-4HD\",'C-4HD-Metric'!K137,IF($C$9=\"Recharger 180HD\",'180HD-Metric'!O137,0))))))))","v":""},"",null,null,null,null,null,{"$f":"IF($C$9=\"Contactor 100HD\",'100HD-Metric'!I137,IF($C$9=\"Recharger 150XLHD\",'150XLHD-Metric'!I137,IF($C$9=\"Recharger 280HD\",'280HD-Metric'!I137,IF($C$9=\"Recharger 330XLHD\",'330XLHD-Metric'!I137,IF($C$9=\"Recharger 360HD\",'360HD-Metric'!N137,IF($C$9=\"Recharger 902HD\",'902HD-Metric'!N137,IF($C$9=\"Recharger 180HD\",'180HD-Metric'!I137,\"\")))))))","v":""}]
[{"$f":"IF($C$9=\"Contactor 100HD\",'100HD-Metric'!B138,IF($C$9=\"Recharger 150XLHD\",'150XLHD-Metric'!B138,IF($C$9=\"Recharger 280HD\",'280HD-Metric'!B138,IF($C$9=\"Recharger 330XLHD\",'330XLHD-Metric'!B138,IF($C$9=\"Recharger 360HD\",'360HD-Metric'!B138,IF($C$9=\"Recharger 902HD\",'902HD-Metric'!B138,IF($C$9=\"Contactor Field Drain C-4HD\",'C-4HD-Metric'!B138,IF($C$9=\"Recharger 180HD\",'180HD-Metric'!B138,0))))))))","v":-1016},{"$f":"IF($C$9=\"Contactor 100HD\",'100HD-Metric'!G138,IF($C$9=\"Recharger 150XLHD\",'150XLHD-Metric'!G138,IF($C$9=\"Recharger 280HD\",'280HD-Metric'!G138,IF($C$9=\"Recharger 330XLHD\",'330XLHD-Metric'!G138,IF($C$9=\"Recharger 360HD\",'360HD-Metric'!K138,IF($C$9=\"Recharger 902HD\",'902HD-Metric'!K138,IF($C$9=\"Contactor Field Drain C-4HD\",'C-4HD-Metric'!E138,IF($C$9=\"Recharger 180HD\",'180HD-Metric'!G138,0))))))))","v":""},{"$f":"IF($C$9=\"Contactor 100HD\",'100HD-Metric'!K138,IF($C$9=\"Recharger 150XLHD\",'150XLHD-Metric'!K138,IF($C$9=\"Recharger 280HD\",'280HD-Metric'!K138,IF($C$9=\"Recharger 330XLHD\",'330XLHD-Metric'!K138,IF($C$9=\"Recharger 360HD\",'360HD-Metric'!P138,IF($C$9=\"Recharger 902HD\",'902HD-Metric'!P138,IF($C$9=\"Contactor Field Drain C-4HD\",'C-4HD-Metric'!G138,IF($C$9=\"Recharger 180HD\",'180HD-Metric'!K138,0))))))))","v":""},{"$f":"IF($C$9=\"Contactor 100HD\",'100HD-Metric'!M138,IF($C$9=\"Recharger 150XLHD\",'150XLHD-Metric'!M138,IF($C$9=\"Recharger 280HD\",'280HD-Metric'!M138,IF($C$9=\"Recharger 330XLHD\",'330XLHD-Metric'!M138,IF($C$9=\"Recharger 360HD\",'360HD-Metric'!R138,IF($C$9=\"Recharger 902HD\",'902HD-Metric'!R138,IF($C$9=\"Contactor Field Drain C-4HD\",'C-4HD-Metric'!I138,IF($C$9=\"Recharger 180HD\",'180HD-Metric'!M138,0))))))))","v":""},{"$f":"IF($C$9=\"Contactor 100HD\",'100HD-Metric'!O138,IF($C$9=\"Recharger 150XLHD\",'150XLHD-Metric'!O138,IF($C$9=\"Recharger 280HD\",'280HD-Metric'!O138,IF($C$9=\"Recharger 330XLHD\",'330XLHD-Metric'!O138,IF($C$9=\"Recharger 360HD\",'360HD-Metric'!T138,IF($C$9=\"Recharger 902HD\",'902HD-Metric'!T138,IF($C$9=\"Contactor Field Drain C-4HD\",'C-4HD-Metric'!K138,IF($C$9=\"Recharger 180HD\",'180HD-Metric'!O138,0))))))))","v":""},"",null,null,null,null,null,{"$f":"IF($C$9=\"Contactor 100HD\",'100HD-Metric'!I138,IF($C$9=\"Recharger 150XLHD\",'150XLHD-Metric'!I138,IF($C$9=\"Recharger 280HD\",'280HD-Metric'!I138,IF($C$9=\"Recharger 330XLHD\",'330XLHD-Metric'!I138,IF($C$9=\"Recharger 360HD\",'360HD-Metric'!N138,IF($C$9=\"Recharger 902HD\",'902HD-Metric'!N138,IF($C$9=\"Recharger 180HD\",'180HD-Metric'!I138,\"\")))))))","v":""}]
[{"$f":"IF($C$9=\"Contactor 100HD\",'100HD-Metric'!B139,IF($C$9=\"Recharger 150XLHD\",'150XLHD-Metric'!B139,IF($C$9=\"Recharger 280HD\",'280HD-Metric'!B139,IF($C$9=\"Recharger 330XLHD\",'330XLHD-Metric'!B139,IF($C$9=\"Recharger 360HD\",'360HD-Metric'!B139,IF($C$9=\"Recharger 902HD\",'902HD-Metric'!B139,IF($C$9=\"Contactor Field Drain C-4HD\",'C-4HD-Metric'!B139,IF($C$9=\"Recharger 180HD\",'180HD-Metric'!B139,0))))))))","v":-1041.3999999999999},{"$f":"IF($C$9=\"Contactor 100HD\",'100HD-Metric'!G139,IF($C$9=\"Recharger 150XLHD\",'150XLHD-Metric'!G139,IF($C$9=\"Recharger 280HD\",'280HD-Metric'!G139,IF($C$9=\"Recharger 330XLHD\",'330XLHD-Metric'!G139,IF($C$9=\"Recharger 360HD\",'360HD-Metric'!K139,IF($C$9=\"Recharger 902HD\",'902HD-Metric'!K139,IF($C$9=\"Contactor Field Drain C-4HD\",'C-4HD-Metric'!E139,IF($C$9=\"Recharger 180HD\",'180HD-Metric'!G139,0))))))))","v":""},{"$f":"IF($C$9=\"Contactor 100HD\",'100HD-Metric'!K139,IF($C$9=\"Recharger 150XLHD\",'150XLHD-Metric'!K139,IF($C$9=\"Recharger 280HD\",'280HD-Metric'!K139,IF($C$9=\"Recharger 330XLHD\",'330XLHD-Metric'!K139,IF($C$9=\"Recharger 360HD\",'360HD-Metric'!P139,IF($C$9=\"Recharger 902HD\",'902HD-Metric'!P139,IF($C$9=\"Contactor Field Drain C-4HD\",'C-4HD-Metric'!G139,IF($C$9=\"Recharger 180HD\",'180HD-Metric'!K139,0))))))))","v":""},{"$f":"IF($C$9=\"Contactor 100HD\",'100HD-Metric'!M139,IF($C$9=\"Recharger 150XLHD\",'150XLHD-Metric'!M139,IF($C$9=\"Recharger 280HD\",'280HD-Metric'!M139,IF($C$9=\"Recharger 330XLHD\",'330XLHD-Metric'!M139,IF($C$9=\"Recharger 360HD\",'360HD-Metric'!R139,IF($C$9=\"Recharger 902HD\",'902HD-Metric'!R139,IF($C$9=\"Contactor Field Drain C-4HD\",'C-4HD-Metric'!I139,IF($C$9=\"Recharger 180HD\",'180HD-Metric'!M139,0))))))))","v":""},{"$f":"IF($C$9=\"Contactor 100HD\",'100HD-Metric'!O139,IF($C$9=\"Recharger 150XLHD\",'150XLHD-Metric'!O139,IF($C$9=\"Recharger 280HD\",'280HD-Metric'!O139,IF($C$9=\"Recharger 330XLHD\",'330XLHD-Metric'!O139,IF($C$9=\"Recharger 360HD\",'360HD-Metric'!T139,IF($C$9=\"Recharger 902HD\",'902HD-Metric'!T139,IF($C$9=\"Contactor Field Drain C-4HD\",'C-4HD-Metric'!K139,IF($C$9=\"Recharger 180HD\",'180HD-Metric'!O139,0))))))))","v":""},"",null,null,null,null,null,{"$f":"IF($C$9=\"Contactor 100HD\",'100HD-Metric'!I139,IF($C$9=\"Recharger 150XLHD\",'150XLHD-Metric'!I139,IF($C$9=\"Recharger 280HD\",'280HD-Metric'!I139,IF($C$9=\"Recharger 330XLHD\",'330XLHD-Metric'!I139,IF($C$9=\"Recharger 360HD\",'360HD-Metric'!N139,IF($C$9=\"Recharger 902HD\",'902HD-Metric'!N139,IF($C$9=\"Recharger 180HD\",'180HD-Metric'!I139,\"\")))))))","v":""}]
[{"$f":"IF($C$9=\"Contactor 100HD\",'100HD-Metric'!B140,IF($C$9=\"Recharger 150XLHD\",'150XLHD-Metric'!B140,IF($C$9=\"Recharger 280HD\",'280HD-Metric'!B140,IF($C$9=\"Recharger 330XLHD\",'330XLHD-Metric'!B140,IF($C$9=\"Recharger 360HD\",'360HD-Metric'!B140,IF($C$9=\"Recharger 902HD\",'902HD-Metric'!B140,IF($C$9=\"Contactor Field Drain C-4HD\",'C-4HD-Metric'!B140,IF($C$9=\"Recharger 180HD\",'180HD-Metric'!B140,0))))))))","v":-1066.8},{"$f":"IF($C$9=\"Contactor 100HD\",'100HD-Metric'!G140,IF($C$9=\"Recharger 150XLHD\",'150XLHD-Metric'!G140,IF($C$9=\"Recharger 280HD\",'280HD-Metric'!G140,IF($C$9=\"Recharger 330XLHD\",'330XLHD-Metric'!G140,IF($C$9=\"Recharger 360HD\",'360HD-Metric'!K140,IF($C$9=\"Recharger 902HD\",'902HD-Metric'!K140,IF($C$9=\"Contactor Field Drain C-4HD\",'C-4HD-Metric'!E140,IF($C$9=\"Recharger 180HD\",'180HD-Metric'!G140,0))))))))","v":""},{"$f":"IF($C$9=\"Contactor 100HD\",'100HD-Metric'!K140,IF($C$9=\"Recharger 150XLHD\",'150XLHD-Metric'!K140,IF($C$9=\"Recharger 280HD\",'280HD-Metric'!K140,IF($C$9=\"Recharger 330XLHD\",'330XLHD-Metric'!K140,IF($C$9=\"Recharger 360HD\",'360HD-Metric'!P140,IF($C$9=\"Recharger 902HD\",'902HD-Metric'!P140,IF($C$9=\"Contactor Field Drain C-4HD\",'C-4HD-Metric'!G140,IF($C$9=\"Recharger 180HD\",'180HD-Metric'!K140,0))))))))","v":""},{"$f":"IF($C$9=\"Contactor 100HD\",'100HD-Metric'!M140,IF($C$9=\"Recharger 150XLHD\",'150XLHD-Metric'!M140,IF($C$9=\"Recharger 280HD\",'280HD-Metric'!M140,IF($C$9=\"Recharger 330XLHD\",'330XLHD-Metric'!M140,IF($C$9=\"Recharger 360HD\",'360HD-Metric'!R140,IF($C$9=\"Recharger 902HD\",'902HD-Metric'!R140,IF($C$9=\"Contactor Field Drain C-4HD\",'C-4HD-Metric'!I140,IF($C$9=\"Recharger 180HD\",'180HD-Metric'!M140,0))))))))","v":""},{"$f":"IF($C$9=\"Contactor 100HD\",'100HD-Metric'!O140,IF($C$9=\"Recharger 150XLHD\",'150XLHD-Metric'!O140,IF($C$9=\"Recharger 280HD\",'280HD-Metric'!O140,IF($C$9=\"Recharger 330XLHD\",'330XLHD-Metric'!O140,IF($C$9=\"Recharger 360HD\",'360HD-Metric'!T140,IF($C$9=\"Recharger 902HD\",'902HD-Metric'!T140,IF($C$9=\"Contactor Field Drain C-4HD\",'C-4HD-Metric'!K140,IF($C$9=\"Recharger 180HD\",'180HD-Metric'!O140,0))))))))","v":""},"",null,null,null,null,null,{"$f":"IF($C$9=\"Contactor 100HD\",'100HD-Metric'!I140,IF($C$9=\"Recharger 150XLHD\",'150XLHD-Metric'!I140,IF($C$9=\"Recharger 280HD\",'280HD-Metric'!I140,IF($C$9=\"Recharger 330XLHD\",'330XLHD-Metric'!I140,IF($C$9=\"Recharger 360HD\",'360HD-Metric'!N140,IF($C$9=\"Recharger 902HD\",'902HD-Metric'!N140,IF($C$9=\"Recharger 180HD\",'180HD-Metric'!I140,\"\")))))))","v":""}]
[{"$f":"IF($C$9=\"Contactor 100HD\",'100HD-Metric'!B141,IF($C$9=\"Recharger 150XLHD\",'150XLHD-Metric'!B141,IF($C$9=\"Recharger 280HD\",'280HD-Metric'!B141,IF($C$9=\"Recharger 330XLHD\",'330XLHD-Metric'!B141,IF($C$9=\"Recharger 360HD\",'360HD-Metric'!B141,IF($C$9=\"Recharger 902HD\",'902HD-Metric'!B141,IF($C$9=\"Contactor Field Drain C-4HD\",'C-4HD-Metric'!B141,IF($C$9=\"Recharger 180HD\",'180HD-Metric'!B141,0))))))))","v":-1092.2},{"$f":"IF($C$9=\"Contactor 100HD\",'100HD-Metric'!G141,IF($C$9=\"Recharger 150XLHD\",'150XLHD-Metric'!G141,IF($C$9=\"Recharger 280HD\",'280HD-Metric'!G141,IF($C$9=\"Recharger 330XLHD\",'330XLHD-Metric'!G141,IF($C$9=\"Recharger 360HD\",'360HD-Metric'!K141,IF($C$9=\"Recharger 902HD\",'902HD-Metric'!K141,IF($C$9=\"Contactor Field Drain C-4HD\",'C-4HD-Metric'!E141,IF($C$9=\"Recharger 180HD\",'180HD-Metric'!G141,0))))))))","v":""},{"$f":"IF($C$9=\"Contactor 100HD\",'100HD-Metric'!K141,IF($C$9=\"Recharger 150XLHD\",'150XLHD-Metric'!K141,IF($C$9=\"Recharger 280HD\",'280HD-Metric'!K141,IF($C$9=\"Recharger 330XLHD\",'330XLHD-Metric'!K141,IF($C$9=\"Recharger 360HD\",'360HD-Metric'!P141,IF($C$9=\"Recharger 902HD\",'902HD-Metric'!P141,IF($C$9=\"Contactor Field Drain C-4HD\",'C-4HD-Metric'!G141,IF($C$9=\"Recharger 180HD\",'180HD-Metric'!K141,0))))))))","v":""},{"$f":"IF($C$9=\"Contactor 100HD\",'100HD-Metric'!M141,IF($C$9=\"Recharger 150XLHD\",'150XLHD-Metric'!M141,IF($C$9=\"Recharger 280HD\",'280HD-Metric'!M141,IF($C$9=\"Recharger 330XLHD\",'330XLHD-Metric'!M141,IF($C$9=\"Recharger 360HD\",'360HD-Metric'!R141,IF($C$9=\"Recharger 902HD\",'902HD-Metric'!R141,IF($C$9=\"Contactor Field Drain C-4HD\",'C-4HD-Metric'!I141,IF($C$9=\"Recharger 180HD\",'180HD-Metric'!M141,0))))))))","v":""},{"$f":"IF($C$9=\"Contactor 100HD\",'100HD-Metric'!O141,IF($C$9=\"Recharger 150XLHD\",'150XLHD-Metric'!O141,IF($C$9=\"Recharger 280HD\",'280HD-Metric'!O141,IF($C$9=\"Recharger 330XLHD\",'330XLHD-Metric'!O141,IF($C$9=\"Recharger 360HD\",'360HD-Metric'!T141,IF($C$9=\"Recharger 902HD\",'902HD-Metric'!T141,IF($C$9=\"Contactor Field Drain C-4HD\",'C-4HD-Metric'!K141,IF($C$9=\"Recharger 180HD\",'180HD-Metric'!O141,0))))))))","v":""},"",null,null,null,null,null,{"$f":"IF($C$9=\"Contactor 100HD\",'100HD-Metric'!I141,IF($C$9=\"Recharger 150XLHD\",'150XLHD-Metric'!I141,IF($C$9=\"Recharger 280HD\",'280HD-Metric'!I141,IF($C$9=\"Recharger 330XLHD\",'330XLHD-Metric'!I141,IF($C$9=\"Recharger 360HD\",'360HD-Metric'!N141,IF($C$9=\"Recharger 902HD\",'902HD-Metric'!N141,IF($C$9=\"Recharger 180HD\",'180HD-Metric'!I141,\"\")))))))","v":""}]
[{"$f":"IF($C$9=\"Contactor 100HD\",'100HD-Metric'!B142,IF($C$9=\"Recharger 150XLHD\",'150XLHD-Metric'!B142,IF($C$9=\"Recharger 280HD\",'280HD-Metric'!B142,IF($C$9=\"Recharger 330XLHD\",'330XLHD-Metric'!B142,IF($C$9=\"Recharger 360HD\",'360HD-Metric'!B142,IF($C$9=\"Recharger 902HD\",'902HD-Metric'!B142,IF($C$9=\"Contactor Field Drain C-4HD\",'C-4HD-Metric'!B142,IF($C$9=\"Recharger 180HD\",'180HD-Metric'!B142,0))))))))","v":-1117.5999999999999},{"$f":"IF($C$9=\"Contactor 100HD\",'100HD-Metric'!G142,IF($C$9=\"Recharger 150XLHD\",'150XLHD-Metric'!G142,IF($C$9=\"Recharger 280HD\",'280HD-Metric'!G142,IF($C$9=\"Recharger 330XLHD\",'330XLHD-Metric'!G142,IF($C$9=\"Recharger 360HD\",'360HD-Metric'!K142,IF($C$9=\"Recharger 902HD\",'902HD-Metric'!K142,IF($C$9=\"Contactor Field Drain C-4HD\",'C-4HD-Metric'!E142,IF($C$9=\"Recharger 180HD\",'180HD-Metric'!G142,0))))))))","v":""},{"$f":"IF($C$9=\"Contactor 100HD\",'100HD-Metric'!K142,IF($C$9=\"Recharger 150XLHD\",'150XLHD-Metric'!K142,IF($C$9=\"Recharger 280HD\",'280HD-Metric'!K142,IF($C$9=\"Recharger 330XLHD\",'330XLHD-Metric'!K142,IF($C$9=\"Recharger 360HD\",'360HD-Metric'!P142,IF($C$9=\"Recharger 902HD\",'902HD-Metric'!P142,IF($C$9=\"Contactor Field Drain C-4HD\",'C-4HD-Metric'!G142,IF($C$9=\"Recharger 180HD\",'180HD-Metric'!K142,0))))))))","v":""},{"$f":"IF($C$9=\"Contactor 100HD\",'100HD-Metric'!M142,IF($C$9=\"Recharger 150XLHD\",'150XLHD-Metric'!M142,IF($C$9=\"Recharger 280HD\",'280HD-Metric'!M142,IF($C$9=\"Recharger 330XLHD\",'330XLHD-Metric'!M142,IF($C$9=\"Recharger 360HD\",'360HD-Metric'!R142,IF($C$9=\"Recharger 902HD\",'902HD-Metric'!R142,IF($C$9=\"Contactor Field Drain C-4HD\",'C-4HD-Metric'!I142,IF($C$9=\"Recharger 180HD\",'180HD-Metric'!M142,0))))))))","v":""},{"$f":"IF($C$9=\"Contactor 100HD\",'100HD-Metric'!O142,IF($C$9=\"Recharger 150XLHD\",'150XLHD-Metric'!O142,IF($C$9=\"Recharger 280HD\",'280HD-Metric'!O142,IF($C$9=\"Recharger 330XLHD\",'330XLHD-Metric'!O142,IF($C$9=\"Recharger 360HD\",'360HD-Metric'!T142,IF($C$9=\"Recharger 902HD\",'902HD-Metric'!T142,IF($C$9=\"Contactor Field Drain C-4HD\",'C-4HD-Metric'!K142,IF($C$9=\"Recharger 180HD\",'180HD-Metric'!O142,0))))))))","v":""},"",null,null,null,null,null,{"$f":"IF($C$9=\"Contactor 100HD\",'100HD-Metric'!I142,IF($C$9=\"Recharger 150XLHD\",'150XLHD-Metric'!I142,IF($C$9=\"Recharger 280HD\",'280HD-Metric'!I142,IF($C$9=\"Recharger 330XLHD\",'330XLHD-Metric'!I142,IF($C$9=\"Recharger 360HD\",'360HD-Metric'!N142,IF($C$9=\"Recharger 902HD\",'902HD-Metric'!N142,IF($C$9=\"Recharger 180HD\",'180HD-Metric'!I142,\"\")))))))","v":""}]
[{"$f":"IF($C$9=\"Contactor 100HD\",'100HD-Metric'!B143,IF($C$9=\"Recharger 150XLHD\",'150XLHD-Metric'!B143,IF($C$9=\"Recharger 280HD\",'280HD-Metric'!B143,IF($C$9=\"Recharger 330XLHD\",'330XLHD-Metric'!B143,IF($C$9=\"Recharger 360HD\",'360HD-Metric'!B143,IF($C$9=\"Recharger 902HD\",'902HD-Metric'!B143,IF($C$9=\"Contactor Field Drain C-4HD\",'C-4HD-Metric'!B143,IF($C$9=\"Recharger 180HD\",'180HD-Metric'!B143,0))))))))","v":-1143},{"$f":"IF($C$9=\"Contactor 100HD\",'100HD-Metric'!G143,IF($C$9=\"Recharger 150XLHD\",'150XLHD-Metric'!G143,IF($C$9=\"Recharger 280HD\",'280HD-Metric'!G143,IF($C$9=\"Recharger 330XLHD\",'330XLHD-Metric'!G143,IF($C$9=\"Recharger 360HD\",'360HD-Metric'!K143,IF($C$9=\"Recharger 902HD\",'902HD-Metric'!K143,IF($C$9=\"Contactor Field Drain C-4HD\",'C-4HD-Metric'!E143,IF($C$9=\"Recharger 180HD\",'180HD-Metric'!G143,0))))))))","v":""},{"$f":"IF($C$9=\"Contactor 100HD\",'100HD-Metric'!K143,IF($C$9=\"Recharger 150XLHD\",'150XLHD-Metric'!K143,IF($C$9=\"Recharger 280HD\",'280HD-Metric'!K143,IF($C$9=\"Recharger 330XLHD\",'330XLHD-Metric'!K143,IF($C$9=\"Recharger 360HD\",'360HD-Metric'!P143,IF($C$9=\"Recharger 902HD\",'902HD-Metric'!P143,IF($C$9=\"Contactor Field Drain C-4HD\",'C-4HD-Metric'!G143,IF($C$9=\"Recharger 180HD\",'180HD-Metric'!K143,0))))))))","v":""},{"$f":"IF($C$9=\"Contactor 100HD\",'100HD-Metric'!M143,IF($C$9=\"Recharger 150XLHD\",'150XLHD-Metric'!M143,IF($C$9=\"Recharger 280HD\",'280HD-Metric'!M143,IF($C$9=\"Recharger 330XLHD\",'330XLHD-Metric'!M143,IF($C$9=\"Recharger 360HD\",'360HD-Metric'!R143,IF($C$9=\"Recharger 902HD\",'902HD-Metric'!R143,IF($C$9=\"Contactor Field Drain C-4HD\",'C-4HD-Metric'!I143,IF($C$9=\"Recharger 180HD\",'180HD-Metric'!M143,0))))))))","v":""},{"$f":"IF($C$9=\"Contactor 100HD\",'100HD-Metric'!O143,IF($C$9=\"Recharger 150XLHD\",'150XLHD-Metric'!O143,IF($C$9=\"Recharger 280HD\",'280HD-Metric'!O143,IF($C$9=\"Recharger 330XLHD\",'330XLHD-Metric'!O143,IF($C$9=\"Recharger 360HD\",'360HD-Metric'!T143,IF($C$9=\"Recharger 902HD\",'902HD-Metric'!T143,IF($C$9=\"Contactor Field Drain C-4HD\",'C-4HD-Metric'!K143,IF($C$9=\"Recharger 180HD\",'180HD-Metric'!O143,0))))))))","v":""},"",null,null,null,null,null,{"$f":"IF($C$9=\"Contactor 100HD\",'100HD-Metric'!I143,IF($C$9=\"Recharger 150XLHD\",'150XLHD-Metric'!I143,IF($C$9=\"Recharger 280HD\",'280HD-Metric'!I143,IF($C$9=\"Recharger 330XLHD\",'330XLHD-Metric'!I143,IF($C$9=\"Recharger 360HD\",'360HD-Metric'!N143,IF($C$9=\"Recharger 902HD\",'902HD-Metric'!N143,IF($C$9=\"Recharger 180HD\",'180HD-Metric'!I143,\"\")))))))","v":""}]
[{"$f":"IF($C$9=\"Contactor 100HD\",'100HD-Metric'!B144,IF($C$9=\"Recharger 150XLHD\",'150XLHD-Metric'!B144,IF($C$9=\"Recharger 280HD\",'280HD-Metric'!B144,IF($C$9=\"Recharger 330XLHD\",'330XLHD-Metric'!B144,IF($C$9=\"Recharger 360HD\",'360HD-Metric'!B144,IF($C$9=\"Recharger 902HD\",'902HD-Metric'!B144,IF($C$9=\"Contactor Field Drain C-4HD\",'C-4HD-Metric'!B144,IF($C$9=\"Recharger 180HD\",'180HD-Metric'!B144,0))))))))","v":-1168.3999999999999},{"$f":"IF($C$9=\"Contactor 100HD\",'100HD-Metric'!G144,IF($C$9=\"Recharger 150XLHD\",'150XLHD-Metric'!G144,IF($C$9=\"Recharger 280HD\",'280HD-Metric'!G144,IF($C$9=\"Recharger 330XLHD\",'330XLHD-Metric'!G144,IF($C$9=\"Recharger 360HD\",'360HD-Metric'!K144,IF($C$9=\"Recharger 902HD\",'902HD-Metric'!K144,IF($C$9=\"Contactor Field Drain C-4HD\",'C-4HD-Metric'!E144,IF($C$9=\"Recharger 180HD\",'180HD-Metric'!G144,0))))))))","v":""},{"$f":"IF($C$9=\"Contactor 100HD\",'100HD-Metric'!K144,IF($C$9=\"Recharger 150XLHD\",'150XLHD-Metric'!K144,IF($C$9=\"Recharger 280HD\",'280HD-Metric'!K144,IF($C$9=\"Recharger 330XLHD\",'330XLHD-Metric'!K144,IF($C$9=\"Recharger 360HD\",'360HD-Metric'!P144,IF($C$9=\"Recharger 902HD\",'902HD-Metric'!P144,IF($C$9=\"Contactor Field Drain C-4HD\",'C-4HD-Metric'!G144,IF($C$9=\"Recharger 180HD\",'180HD-Metric'!K144,0))))))))","v":""},{"$f":"IF($C$9=\"Contactor 100HD\",'100HD-Metric'!M144,IF($C$9=\"Recharger 150XLHD\",'150XLHD-Metric'!M144,IF($C$9=\"Recharger 280HD\",'280HD-Metric'!M144,IF($C$9=\"Recharger 330XLHD\",'330XLHD-Metric'!M144,IF($C$9=\"Recharger 360HD\",'360HD-Metric'!R144,IF($C$9=\"Recharger 902HD\",'902HD-Metric'!R144,IF($C$9=\"Contactor Field Drain C-4HD\",'C-4HD-Metric'!I144,IF($C$9=\"Recharger 180HD\",'180HD-Metric'!M144,0))))))))","v":""},{"$f":"IF($C$9=\"Contactor 100HD\",'100HD-Metric'!O144,IF($C$9=\"Recharger 150XLHD\",'150XLHD-Metric'!O144,IF($C$9=\"Recharger 280HD\",'280HD-Metric'!O144,IF($C$9=\"Recharger 330XLHD\",'330XLHD-Metric'!O144,IF($C$9=\"Recharger 360HD\",'360HD-Metric'!T144,IF($C$9=\"Recharger 902HD\",'902HD-Metric'!T144,IF($C$9=\"Contactor Field Drain C-4HD\",'C-4HD-Metric'!K144,IF($C$9=\"Recharger 180HD\",'180HD-Metric'!O144,0))))))))","v":""},"",null,null,null,null,null,{"$f":"IF($C$9=\"Contactor 100HD\",'100HD-Metric'!I144,IF($C$9=\"Recharger 150XLHD\",'150XLHD-Metric'!I144,IF($C$9=\"Recharger 280HD\",'280HD-Metric'!I144,IF($C$9=\"Recharger 330XLHD\",'330XLHD-Metric'!I144,IF($C$9=\"Recharger 360HD\",'360HD-Metric'!N144,IF($C$9=\"Recharger 902HD\",'902HD-Metric'!N144,IF($C$9=\"Recharger 180HD\",'180HD-Metric'!I144,\"\")))))))","v":""}]
[{"$f":"IF($C$9=\"Contactor 100HD\",'100HD-Metric'!B145,IF($C$9=\"Recharger 150XLHD\",'150XLHD-Metric'!B145,IF($C$9=\"Recharger 280HD\",'280HD-Metric'!B145,IF($C$9=\"Recharger 330XLHD\",'330XLHD-Metric'!B145,IF($C$9=\"Recharger 360HD\",'360HD-Metric'!B145,IF($C$9=\"Recharger 902HD\",'902HD-Metric'!B145,IF($C$9=\"Contactor Field Drain C-4HD\",'C-4HD-Metric'!B145,IF($C$9=\"Recharger 180HD\",'180HD-Metric'!B145,0))))))))","v":-1193.8},{"$f":"IF($C$9=\"Contactor 100HD\",'100HD-Metric'!G145,IF($C$9=\"Recharger 150XLHD\",'150XLHD-Metric'!G145,IF($C$9=\"Recharger 280HD\",'280HD-Metric'!G145,IF($C$9=\"Recharger 330XLHD\",'330XLHD-Metric'!G145,IF($C$9=\"Recharger 360HD\",'360HD-Metric'!K145,IF($C$9=\"Recharger 902HD\",'902HD-Metric'!K145,IF($C$9=\"Contactor Field Drain C-4HD\",'C-4HD-Metric'!E145,IF($C$9=\"Recharger 180HD\",'180HD-Metric'!G145,0))))))))","v":""},{"$f":"IF($C$9=\"Contactor 100HD\",'100HD-Metric'!K145,IF($C$9=\"Recharger 150XLHD\",'150XLHD-Metric'!K145,IF($C$9=\"Recharger 280HD\",'280HD-Metric'!K145,IF($C$9=\"Recharger 330XLHD\",'330XLHD-Metric'!K145,IF($C$9=\"Recharger 360HD\",'360HD-Metric'!P145,IF($C$9=\"Recharger 902HD\",'902HD-Metric'!P145,IF($C$9=\"Contactor Field Drain C-4HD\",'C-4HD-Metric'!G145,IF($C$9=\"Recharger 180HD\",'180HD-Metric'!K145,0))))))))","v":""},{"$f":"IF($C$9=\"Contactor 100HD\",'100HD-Metric'!M145,IF($C$9=\"Recharger 150XLHD\",'150XLHD-Metric'!M145,IF($C$9=\"Recharger 280HD\",'280HD-Metric'!M145,IF($C$9=\"Recharger 330XLHD\",'330XLHD-Metric'!M145,IF($C$9=\"Recharger 360HD\",'360HD-Metric'!R145,IF($C$9=\"Recharger 902HD\",'902HD-Metric'!R145,IF($C$9=\"Contactor Field Drain C-4HD\",'C-4HD-Metric'!I145,IF($C$9=\"Recharger 180HD\",'180HD-Metric'!M145,0))))))))","v":""},{"$f":"IF($C$9=\"Contactor 100HD\",'100HD-Metric'!O145,IF($C$9=\"Recharger 150XLHD\",'150XLHD-Metric'!O145,IF($C$9=\"Recharger 280HD\",'280HD-Metric'!O145,IF($C$9=\"Recharger 330XLHD\",'330XLHD-Metric'!O145,IF($C$9=\"Recharger 360HD\",'360HD-Metric'!T145,IF($C$9=\"Recharger 902HD\",'902HD-Metric'!T145,IF($C$9=\"Contactor Field Drain C-4HD\",'C-4HD-Metric'!K145,IF($C$9=\"Recharger 180HD\",'180HD-Metric'!O145,0))))))))","v":""},"",null,null,null,null,null,{"$f":"IF($C$9=\"Contactor 100HD\",'100HD-Metric'!I145,IF($C$9=\"Recharger 150XLHD\",'150XLHD-Metric'!I145,IF($C$9=\"Recharger 280HD\",'280HD-Metric'!I145,IF($C$9=\"Recharger 330XLHD\",'330XLHD-Metric'!I145,IF($C$9=\"Recharger 360HD\",'360HD-Metric'!N145,IF($C$9=\"Recharger 902HD\",'902HD-Metric'!N145,IF($C$9=\"Recharger 180HD\",'180HD-Metric'!I145,\"\")))))))","v":""}]
[{"$f":"IF($C$9=\"Contactor 100HD\",'100HD-Metric'!B146,IF($C$9=\"Recharger 150XLHD\",'150XLHD-Metric'!B146,IF($C$9=\"Recharger 280HD\",'280HD-Metric'!B146,IF($C$9=\"Recharger 330XLHD\",'330XLHD-Metric'!B146,IF($C$9=\"Recharger 360HD\",'360HD-Metric'!B146,IF($C$9=\"Recharger 902HD\",'902HD-Metric'!B146,IF($C$9=\"Contactor Field Drain C-4HD\",'C-4HD-Metric'!B146,IF($C$9=\"Recharger 180HD\",'180HD-Metric'!B146,0))))))))","v":-1219.1999999999998},{"$f":"IF($C$9=\"Contactor 100HD\",'100HD-Metric'!G146,IF($C$9=\"Recharger 150XLHD\",'150XLHD-Metric'!G146,IF($C$9=\"Recharger 280HD\",'280HD-Metric'!G146,IF($C$9=\"Recharger 330XLHD\",'330XLHD-Metric'!G146,IF($C$9=\"Recharger 360HD\",'360HD-Metric'!K146,IF($C$9=\"Recharger 902HD\",'902HD-Metric'!K146,IF($C$9=\"Contactor Field Drain C-4HD\",'C-4HD-Metric'!E146,IF($C$9=\"Recharger 180HD\",'180HD-Metric'!G146,0))))))))","v":""},{"$f":"IF($C$9=\"Contactor 100HD\",'100HD-Metric'!K146,IF($C$9=\"Recharger 150XLHD\",'150XLHD-Metric'!K146,IF($C$9=\"Recharger 280HD\",'280HD-Metric'!K146,IF($C$9=\"Recharger 330XLHD\",'330XLHD-Metric'!K146,IF($C$9=\"Recharger 360HD\",'360HD-Metric'!P146,IF($C$9=\"Recharger 902HD\",'902HD-Metric'!P146,IF($C$9=\"Contactor Field Drain C-4HD\",'C-4HD-Metric'!G146,IF($C$9=\"Recharger 180HD\",'180HD-Metric'!K146,0))))))))","v":""},{"$f":"IF($C$9=\"Contactor 100HD\",'100HD-Metric'!M146,IF($C$9=\"Recharger 150XLHD\",'150XLHD-Metric'!M146,IF($C$9=\"Recharger 280HD\",'280HD-Metric'!M146,IF($C$9=\"Recharger 330XLHD\",'330XLHD-Metric'!M146,IF($C$9=\"Recharger 360HD\",'360HD-Metric'!R146,IF($C$9=\"Recharger 902HD\",'902HD-Metric'!R146,IF($C$9=\"Contactor Field Drain C-4HD\",'C-4HD-Metric'!I146,IF($C$9=\"Recharger 180HD\",'180HD-Metric'!M146,0))))))))","v":""},{"$f":"IF($C$9=\"Contactor 100HD\",'100HD-Metric'!O146,IF($C$9=\"Recharger 150XLHD\",'150XLHD-Metric'!O146,IF($C$9=\"Recharger 280HD\",'280HD-Metric'!O146,IF($C$9=\"Recharger 330XLHD\",'330XLHD-Metric'!O146,IF($C$9=\"Recharger 360HD\",'360HD-Metric'!T146,IF($C$9=\"Recharger 902HD\",'902HD-Metric'!T146,IF($C$9=\"Contactor Field Drain C-4HD\",'C-4HD-Metric'!K146,IF($C$9=\"Recharger 180HD\",'180HD-Metric'!O146,0))))))))","v":""},"",null,null,null,null,null,{"$f":"IF($C$9=\"Contactor 100HD\",'100HD-Metric'!I146,IF($C$9=\"Recharger 150XLHD\",'150XLHD-Metric'!I146,IF($C$9=\"Recharger 280HD\",'280HD-Metric'!I146,IF($C$9=\"Recharger 330XLHD\",'330XLHD-Metric'!I146,IF($C$9=\"Recharger 360HD\",'360HD-Metric'!N146,IF($C$9=\"Recharger 902HD\",'902HD-Metric'!N146,IF($C$9=\"Recharger 180HD\",'180HD-Metric'!I146,\"\")))))))","v":""}]
[{"$f":"IF($C$9=\"Contactor 100HD\",'100HD-Metric'!B147,IF($C$9=\"Recharger 150XLHD\",'150XLHD-Metric'!B147,IF($C$9=\"Recharger 280HD\",'280HD-Metric'!B147,IF($C$9=\"Recharger 330XLHD\",'330XLHD-Metric'!B147,IF($C$9=\"Recharger 360HD\",'360HD-Metric'!B147,IF($C$9=\"Recharger 902HD\",'902HD-Metric'!B147,IF($C$9=\"Contactor Field Drain C-4HD\",'C-4HD-Metric'!B147,IF($C$9=\"Recharger 180HD\",'180HD-Metric'!B147,0))))))))","v":-1244.5999999999999},{"$f":"IF($C$9=\"Contactor 100HD\",'100HD-Metric'!G147,IF($C$9=\"Recharger 150XLHD\",'150XLHD-Metric'!G147,IF($C$9=\"Recharger 280HD\",'280HD-Metric'!G147,IF($C$9=\"Recharger 330XLHD\",'330XLHD-Metric'!G147,IF($C$9=\"Recharger 360HD\",'360HD-Metric'!K147,IF($C$9=\"Recharger 902HD\",'902HD-Metric'!K147,IF($C$9=\"Contactor Field Drain C-4HD\",'C-4HD-Metric'!E147,IF($C$9=\"Recharger 180HD\",'180HD-Metric'!G147,0))))))))","v":""},{"$f":"IF($C$9=\"Contactor 100HD\",'100HD-Metric'!K147,IF($C$9=\"Recharger 150XLHD\",'150XLHD-Metric'!K147,IF($C$9=\"Recharger 280HD\",'280HD-Metric'!K147,IF($C$9=\"Recharger 330XLHD\",'330XLHD-Metric'!K147,IF($C$9=\"Recharger 360HD\",'360HD-Metric'!P147,IF($C$9=\"Recharger 902HD\",'902HD-Metric'!P147,IF($C$9=\"Contactor Field Drain C-4HD\",'C-4HD-Metric'!G147,IF($C$9=\"Recharger 180HD\",'180HD-Metric'!K147,0))))))))","v":""},{"$f":"IF($C$9=\"Contactor 100HD\",'100HD-Metric'!M147,IF($C$9=\"Recharger 150XLHD\",'150XLHD-Metric'!M147,IF($C$9=\"Recharger 280HD\",'280HD-Metric'!M147,IF($C$9=\"Recharger 330XLHD\",'330XLHD-Metric'!M147,IF($C$9=\"Recharger 360HD\",'360HD-Metric'!R147,IF($C$9=\"Recharger 902HD\",'902HD-Metric'!R147,IF($C$9=\"Contactor Field Drain C-4HD\",'C-4HD-Metric'!I147,IF($C$9=\"Recharger 180HD\",'180HD-Metric'!M147,0))))))))","v":""},{"$f":"IF($C$9=\"Contactor 100HD\",'100HD-Metric'!O147,IF($C$9=\"Recharger 150XLHD\",'150XLHD-Metric'!O147,IF($C$9=\"Recharger 280HD\",'280HD-Metric'!O147,IF($C$9=\"Recharger 330XLHD\",'330XLHD-Metric'!O147,IF($C$9=\"Recharger 360HD\",'360HD-Metric'!T147,IF($C$9=\"Recharger 902HD\",'902HD-Metric'!T147,IF($C$9=\"Contactor Field Drain C-4HD\",'C-4HD-Metric'!K147,IF($C$9=\"Recharger 180HD\",'180HD-Metric'!O147,0))))))))","v":""},"",null,null,null,null,null,{"$f":"IF($C$9=\"Contactor 100HD\",'100HD-Metric'!I147,IF($C$9=\"Recharger 150XLHD\",'150XLHD-Metric'!I147,IF($C$9=\"Recharger 280HD\",'280HD-Metric'!I147,IF($C$9=\"Recharger 330XLHD\",'330XLHD-Metric'!I147,IF($C$9=\"Recharger 360HD\",'360HD-Metric'!N147,IF($C$9=\"Recharger 902HD\",'902HD-Metric'!N147,IF($C$9=\"Recharger 180HD\",'180HD-Metric'!I147,\"\")))))))","v":""}]
[{"$f":"IF($C$9=\"Contactor 100HD\",'100HD-Metric'!B148,IF($C$9=\"Recharger 150XLHD\",'150XLHD-Metric'!B148,IF($C$9=\"Recharger 280HD\",'280HD-Metric'!B148,IF($C$9=\"Recharger 330XLHD\",'330XLHD-Metric'!B148,IF($C$9=\"Recharger 360HD\",'360HD-Metric'!B148,IF($C$9=\"Recharger 902HD\",'902HD-Metric'!B148,IF($C$9=\"Contactor Field Drain C-4HD\",'C-4HD-Metric'!B148,IF($C$9=\"Recharger 180HD\",'180HD-Metric'!B148,0))))))))","v":-1270},{"$f":"IF($C$9=\"Contactor 100HD\",'100HD-Metric'!G148,IF($C$9=\"Recharger 150XLHD\",'150XLHD-Metric'!G148,IF($C$9=\"Recharger 280HD\",'280HD-Metric'!G148,IF($C$9=\"Recharger 330XLHD\",'330XLHD-Metric'!G148,IF($C$9=\"Recharger 360HD\",'360HD-Metric'!K148,IF($C$9=\"Recharger 902HD\",'902HD-Metric'!K148,IF($C$9=\"Contactor Field Drain C-4HD\",'C-4HD-Metric'!E148,IF($C$9=\"Recharger 180HD\",'180HD-Metric'!G148,0))))))))","v":""},{"$f":"IF($C$9=\"Contactor 100HD\",'100HD-Metric'!K148,IF($C$9=\"Recharger 150XLHD\",'150XLHD-Metric'!K148,IF($C$9=\"Recharger 280HD\",'280HD-Metric'!K148,IF($C$9=\"Recharger 330XLHD\",'330XLHD-Metric'!K148,IF($C$9=\"Recharger 360HD\",'360HD-Metric'!G148,IF($C$9=\"Recharger 902HD\",'902HD-Metric'!P148,IF($C$9=\"Contactor Field Drain C-4HD\",'C-4HD-Metric'!G148,IF($C$9=\"Recharger 180HD\",'180HD-Metric'!K148,0))))))))","v":""},{"$f":"IF($C$9=\"Contactor 100HD\",'100HD-Metric'!M148,IF($C$9=\"Recharger 150XLHD\",'150XLHD-Metric'!M148,IF($C$9=\"Recharger 280HD\",'280HD-Metric'!M148,IF($C$9=\"Recharger 330XLHD\",'330XLHD-Metric'!M148,IF($C$9=\"Recharger 360HD\",'360HD-Metric'!R148,IF($C$9=\"Recharger 902HD\",'902HD-Metric'!R148,IF($C$9=\"Contactor Field Drain C-4HD\",'C-4HD-Metric'!I148,IF($C$9=\"Recharger 180HD\",'180HD-Metric'!M148,0))))))))","v":""},{"$f":"IF($C$9=\"Contactor 100HD\",'100HD-Metric'!O148,IF($C$9=\"Recharger 150XLHD\",'150XLHD-Metric'!O148,IF($C$9=\"Recharger 280HD\",'280HD-Metric'!O148,IF($C$9=\"Recharger 330XLHD\",'330XLHD-Metric'!O148,IF($C$9=\"Recharger 360HD\",'360HD-Metric'!T148,IF($C$9=\"Recharger 902HD\",'902HD-Metric'!T148,IF($C$9=\"Contactor Field Drain C-4HD\",'C-4HD-Metric'!K148,IF($C$9=\"Recharger 180HD\",'180HD-Metric'!O148,0))))))))","v":""},"",null,null,null,null,null,{"$f":"IF($C$9=\"Contactor 100HD\",'100HD-Metric'!I148,IF($C$9=\"Recharger 150XLHD\",'150XLHD-Metric'!I148,IF($C$9=\"Recharger 280HD\",'280HD-Metric'!I148,IF($C$9=\"Recharger 330XLHD\",'330XLHD-Metric'!I148,IF($C$9=\"Recharger 360HD\",'360HD-Metric'!N148,IF($C$9=\"Recharger 902HD\",'902HD-Metric'!N148,IF($C$9=\"Recharger 180HD\",'180HD-Metric'!I148,\"\")))))))","v":""}]
[{"$f":"IF($C$9=\"Contactor 100HD\",'100HD-Metric'!B149,IF($C$9=\"Recharger 150XLHD\",'150XLHD-Metric'!B149,IF($C$9=\"Recharger 280HD\",'280HD-Metric'!B149,IF($C$9=\"Recharger 330XLHD\",'330XLHD-Metric'!B149,IF($C$9=\"Recharger 360HD\",'360HD-Metric'!B149,IF($C$9=\"Recharger 902HD\",'902HD-Metric'!B149,IF($C$9=\"Contactor Field Drain C-4HD\",'C-4HD-Metric'!B149,IF($C$9=\"Recharger 180HD\",'180HD-Metric'!B149,0))))))))","v":-1295.3999999999999},{"$f":"IF($C$9=\"Contactor 100HD\",'100HD-Metric'!G149,IF($C$9=\"Recharger 150XLHD\",'150XLHD-Metric'!G149,IF($C$9=\"Recharger 280HD\",'280HD-Metric'!G149,IF($C$9=\"Recharger 330XLHD\",'330XLHD-Metric'!G149,IF($C$9=\"Recharger 360HD\",'360HD-Metric'!K149,IF($C$9=\"Recharger 902HD\",'902HD-Metric'!K149,IF($C$9=\"Contactor Field Drain C-4HD\",'C-4HD-Metric'!E149,IF($C$9=\"Recharger 180HD\",'180HD-Metric'!G149,0))))))))","v":""},{"$f":"IF($C$9=\"Contactor 100HD\",'100HD-Metric'!K149,IF($C$9=\"Recharger 150XLHD\",'150XLHD-Metric'!K149,IF($C$9=\"Recharger 280HD\",'280HD-Metric'!K149,IF($C$9=\"Recharger 330XLHD\",'330XLHD-Metric'!K149,IF($C$9=\"Recharger 360HD\",'360HD-Metric'!G149,IF($C$9=\"Recharger 902HD\",'902HD-Metric'!P149,IF($C$9=\"Contactor Field Drain C-4HD\",'C-4HD-Metric'!G149,IF($C$9=\"Recharger 180HD\",'180HD-Metric'!K149,0))))))))","v":""},{"$f":"IF($C$9=\"Contactor 100HD\",'100HD-Metric'!M149,IF($C$9=\"Recharger 150XLHD\",'150XLHD-Metric'!M149,IF($C$9=\"Recharger 280HD\",'280HD-Metric'!M149,IF($C$9=\"Recharger 330XLHD\",'330XLHD-Metric'!M149,IF($C$9=\"Recharger 360HD\",'360HD-Metric'!R149,IF($C$9=\"Recharger 902HD\",'902HD-Metric'!R149,IF($C$9=\"Contactor Field Drain C-4HD\",'C-4HD-Metric'!I149,IF($C$9=\"Recharger 180HD\",'180HD-Metric'!M149,0))))))))","v":""},{"$f":"IF($C$9=\"Contactor 100HD\",'100HD-Metric'!O149,IF($C$9=\"Recharger 150XLHD\",'150XLHD-Metric'!O149,IF($C$9=\"Recharger 280HD\",'280HD-Metric'!O149,IF($C$9=\"Recharger 330XLHD\",'330XLHD-Metric'!O149,IF($C$9=\"Recharger 360HD\",'360HD-Metric'!T149,IF($C$9=\"Recharger 902HD\",'902HD-Metric'!T149,IF($C$9=\"Contactor Field Drain C-4HD\",'C-4HD-Metric'!K149,IF($C$9=\"Recharger 180HD\",'180HD-Metric'!O149,0))))))))","v":""},"",null,null,null,null,null,{"$f":"IF($C$9=\"Contactor 100HD\",'100HD-Metric'!I149,IF($C$9=\"Recharger 150XLHD\",'150XLHD-Metric'!I149,IF($C$9=\"Recharger 280HD\",'280HD-Metric'!I149,IF($C$9=\"Recharger 330XLHD\",'330XLHD-Metric'!I149,IF($C$9=\"Recharger 360HD\",'360HD-Metric'!N149,IF($C$9=\"Recharger 902HD\",'902HD-Metric'!N149,IF($C$9=\"Recharger 180HD\",'180HD-Metric'!I149,\"\")))))))","v":""}]
[{"$f":"IF($C$9=\"Contactor 100HD\",'100HD-Metric'!B150,IF($C$9=\"Recharger 150XLHD\",'150XLHD-Metric'!B150,IF($C$9=\"Recharger 280HD\",'280HD-Metric'!B150,IF($C$9=\"Recharger 330XLHD\",'330XLHD-Metric'!B150,IF($C$9=\"Recharger 360HD\",'360HD-Metric'!B150,IF($C$9=\"Recharger 902HD\",'902HD-Metric'!B150,IF($C$9=\"Contactor Field Drain C-4HD\",'C-4HD-Metric'!B150,IF($C$9=\"Recharger 180HD\",'180HD-Metric'!B150,0))))))))","v":-1320.8},{"$f":"IF($C$9=\"Contactor 100HD\",'100HD-Metric'!G150,IF($C$9=\"Recharger 150XLHD\",'150XLHD-Metric'!G150,IF($C$9=\"Recharger 280HD\",'280HD-Metric'!G150,IF($C$9=\"Recharger 330XLHD\",'330XLHD-Metric'!G150,IF($C$9=\"Recharger 360HD\",'360HD-Metric'!K150,IF($C$9=\"Recharger 902HD\",'902HD-Metric'!K150,IF($C$9=\"Contactor Field Drain C-4HD\",'C-4HD-Metric'!E150,IF($C$9=\"Recharger 180HD\",'180HD-Metric'!G150,0))))))))","v":""},{"$f":"IF($C$9=\"Contactor 100HD\",'100HD-Metric'!K150,IF($C$9=\"Recharger 150XLHD\",'150XLHD-Metric'!K150,IF($C$9=\"Recharger 280HD\",'280HD-Metric'!K150,IF($C$9=\"Recharger 330XLHD\",'330XLHD-Metric'!K150,IF($C$9=\"Recharger 360HD\",'360HD-Metric'!G150,IF($C$9=\"Recharger 902HD\",'902HD-Metric'!P150,IF($C$9=\"Contactor Field Drain C-4HD\",'C-4HD-Metric'!G150,IF($C$9=\"Recharger 180HD\",'180HD-Metric'!K150,0))))))))","v":""},{"$f":"IF($C$9=\"Contactor 100HD\",'100HD-Metric'!M150,IF($C$9=\"Recharger 150XLHD\",'150XLHD-Metric'!M150,IF($C$9=\"Recharger 280HD\",'280HD-Metric'!M150,IF($C$9=\"Recharger 330XLHD\",'330XLHD-Metric'!M150,IF($C$9=\"Recharger 360HD\",'360HD-Metric'!R150,IF($C$9=\"Recharger 902HD\",'902HD-Metric'!R150,IF($C$9=\"Contactor Field Drain C-4HD\",'C-4HD-Metric'!I150,IF($C$9=\"Recharger 180HD\",'180HD-Metric'!M150,0))))))))","v":""},{"$f":"IF($C$9=\"Contactor 100HD\",'100HD-Metric'!O150,IF($C$9=\"Recharger 150XLHD\",'150XLHD-Metric'!O150,IF($C$9=\"Recharger 280HD\",'280HD-Metric'!O150,IF($C$9=\"Recharger 330XLHD\",'330XLHD-Metric'!O150,IF($C$9=\"Recharger 360HD\",'360HD-Metric'!T150,IF($C$9=\"Recharger 902HD\",'902HD-Metric'!T150,IF($C$9=\"Contactor Field Drain C-4HD\",'C-4HD-Metric'!K150,IF($C$9=\"Recharger 180HD\",'180HD-Metric'!O150,0))))))))","v":""},"",null,null,null,null,null,{"$f":"IF($C$9=\"Contactor 100HD\",'100HD-Metric'!I150,IF($C$9=\"Recharger 150XLHD\",'150XLHD-Metric'!I150,IF($C$9=\"Recharger 280HD\",'280HD-Metric'!I150,IF($C$9=\"Recharger 330XLHD\",'330XLHD-Metric'!I150,IF($C$9=\"Recharger 360HD\",'360HD-Metric'!N150,IF($C$9=\"Recharger 902HD\",'902HD-Metric'!N150,IF($C$9=\"Recharger 180HD\",'180HD-Metric'!I150,\"\")))))))","v":""}]
[{"$f":"IF($C$9=\"Contactor 100HD\",'100HD-Metric'!B151,IF($C$9=\"Recharger 150XLHD\",'150XLHD-Metric'!B151,IF($C$9=\"Recharger 280HD\",'280HD-Metric'!B151,IF($C$9=\"Recharger 330XLHD\",'330XLHD-Metric'!B151,IF($C$9=\"Recharger 360HD\",'360HD-Metric'!B151,IF($C$9=\"Recharger 902HD\",'902HD-Metric'!B151,IF($C$9=\"Contactor Field Drain C-4HD\",'C-4HD-Metric'!B151,IF($C$9=\"Recharger 180HD\",'180HD-Metric'!B151,0))))))))","v":-1346.1999999999998},{"$f":"IF($C$9=\"Contactor 100HD\",'100HD-Metric'!G151,IF($C$9=\"Recharger 150XLHD\",'150XLHD-Metric'!G151,IF($C$9=\"Recharger 280HD\",'280HD-Metric'!G151,IF($C$9=\"Recharger 330XLHD\",'330XLHD-Metric'!G151,IF($C$9=\"Recharger 360HD\",'360HD-Metric'!K151,IF($C$9=\"Recharger 902HD\",'902HD-Metric'!K151,IF($C$9=\"Contactor Field Drain C-4HD\",'C-4HD-Metric'!E151,IF($C$9=\"Recharger 180HD\",'180HD-Metric'!G151,0))))))))","v":""},{"$f":"IF($C$9=\"Contactor 100HD\",'100HD-Metric'!K151,IF($C$9=\"Recharger 150XLHD\",'150XLHD-Metric'!K151,IF($C$9=\"Recharger 280HD\",'280HD-Metric'!K151,IF($C$9=\"Recharger 330XLHD\",'330XLHD-Metric'!K151,IF($C$9=\"Recharger 360HD\",'360HD-Metric'!G151,IF($C$9=\"Recharger 902HD\",'902HD-Metric'!P151,IF($C$9=\"Contactor Field Drain C-4HD\",'C-4HD-Metric'!G151,IF($C$9=\"Recharger 180HD\",'180HD-Metric'!K151,0))))))))","v":""},{"$f":"IF($C$9=\"Contactor 100HD\",'100HD-Metric'!M151,IF($C$9=\"Recharger 150XLHD\",'150XLHD-Metric'!M151,IF($C$9=\"Recharger 280HD\",'280HD-Metric'!M151,IF($C$9=\"Recharger 330XLHD\",'330XLHD-Metric'!M151,IF($C$9=\"Recharger 360HD\",'360HD-Metric'!R151,IF($C$9=\"Recharger 902HD\",'902HD-Metric'!R151,IF($C$9=\"Contactor Field Drain C-4HD\",'C-4HD-Metric'!I151,IF($C$9=\"Recharger 180HD\",'180HD-Metric'!M151,0))))))))","v":""},{"$f":"IF($C$9=\"Contactor 100HD\",'100HD-Metric'!O151,IF($C$9=\"Recharger 150XLHD\",'150XLHD-Metric'!O151,IF($C$9=\"Recharger 280HD\",'280HD-Metric'!O151,IF($C$9=\"Recharger 330XLHD\",'330XLHD-Metric'!O151,IF($C$9=\"Recharger 360HD\",'360HD-Metric'!T151,IF($C$9=\"Recharger 902HD\",'902HD-Metric'!T151,IF($C$9=\"Contactor Field Drain C-4HD\",'C-4HD-Metric'!K151,IF($C$9=\"Recharger 180HD\",'180HD-Metric'!O151,0))))))))","v":""},"",null,null,null,null,null,{"$f":"IF($C$9=\"Contactor 100HD\",'100HD-Metric'!I151,IF($C$9=\"Recharger 150XLHD\",'150XLHD-Metric'!I151,IF($C$9=\"Recharger 280HD\",'280HD-Metric'!I151,IF($C$9=\"Recharger 330XLHD\",'330XLHD-Metric'!I151,IF($C$9=\"Recharger 360HD\",'360HD-Metric'!N151,IF($C$9=\"Recharger 902HD\",'902HD-Metric'!N151,IF($C$9=\"Recharger 180HD\",'180HD-Metric'!I151,\"\")))))))","v":""}]
[{"$f":"IF($C$9=\"Contactor 100HD\",'100HD-Metric'!B152,IF($C$9=\"Recharger 150XLHD\",'150XLHD-Metric'!B152,IF($C$9=\"Recharger 280HD\",'280HD-Metric'!B152,IF($C$9=\"Recharger 330XLHD\",'330XLHD-Metric'!B152,IF($C$9=\"Recharger 360HD\",'360HD-Metric'!B152,IF($C$9=\"Recharger 902HD\",'902HD-Metric'!B152,IF($C$9=\"Contactor Field Drain C-4HD\",'C-4HD-Metric'!B152,IF($C$9=\"Recharger 180HD\",'180HD-Metric'!B152,0))))))))","v":-1371.6},{"$f":"IF($C$9=\"Contactor 100HD\",'100HD-Metric'!G152,IF($C$9=\"Recharger 150XLHD\",'150XLHD-Metric'!G152,IF($C$9=\"Recharger 280HD\",'280HD-Metric'!G152,IF($C$9=\"Recharger 330XLHD\",'330XLHD-Metric'!G152,IF($C$9=\"Recharger 360HD\",'360HD-Metric'!K152,IF($C$9=\"Recharger 902HD\",'902HD-Metric'!K152,IF($C$9=\"Contactor Field Drain C-4HD\",'C-4HD-Metric'!E152,IF($C$9=\"Recharger 180HD\",'180HD-Metric'!G152,0))))))))","v":""},{"$f":"IF($C$9=\"Contactor 100HD\",'100HD-Metric'!K152,IF($C$9=\"Recharger 150XLHD\",'150XLHD-Metric'!K152,IF($C$9=\"Recharger 280HD\",'280HD-Metric'!K152,IF($C$9=\"Recharger 330XLHD\",'330XLHD-Metric'!K152,IF($C$9=\"Recharger 360HD\",'360HD-Metric'!G152,IF($C$9=\"Recharger 902HD\",'902HD-Metric'!P152,IF($C$9=\"Contactor Field Drain C-4HD\",'C-4HD-Metric'!G152,IF($C$9=\"Recharger 180HD\",'180HD-Metric'!K152,0))))))))","v":""},{"$f":"IF($C$9=\"Contactor 100HD\",'100HD-Metric'!M152,IF($C$9=\"Recharger 150XLHD\",'150XLHD-Metric'!M152,IF($C$9=\"Recharger 280HD\",'280HD-Metric'!M152,IF($C$9=\"Recharger 330XLHD\",'330XLHD-Metric'!M152,IF($C$9=\"Recharger 360HD\",'360HD-Metric'!R152,IF($C$9=\"Recharger 902HD\",'902HD-Metric'!R152,IF($C$9=\"Contactor Field Drain C-4HD\",'C-4HD-Metric'!I152,IF($C$9=\"Recharger 180HD\",'180HD-Metric'!M152,0))))))))","v":""},{"$f":"IF($C$9=\"Contactor 100HD\",'100HD-Metric'!O152,IF($C$9=\"Recharger 150XLHD\",'150XLHD-Metric'!O152,IF($C$9=\"Recharger 280HD\",'280HD-Metric'!O152,IF($C$9=\"Recharger 330XLHD\",'330XLHD-Metric'!O152,IF($C$9=\"Recharger 360HD\",'360HD-Metric'!T152,IF($C$9=\"Recharger 902HD\",'902HD-Metric'!T152,IF($C$9=\"Contactor Field Drain C-4HD\",'C-4HD-Metric'!K152,IF($C$9=\"Recharger 180HD\",'180HD-Metric'!O152,0))))))))","v":""},"",null,null,null,null,null,{"$f":"IF($C$9=\"Contactor 100HD\",'100HD-Metric'!I152,IF($C$9=\"Recharger 150XLHD\",'150XLHD-Metric'!I152,IF($C$9=\"Recharger 280HD\",'280HD-Metric'!I152,IF($C$9=\"Recharger 330XLHD\",'330XLHD-Metric'!I152,IF($C$9=\"Recharger 360HD\",'360HD-Metric'!N152,IF($C$9=\"Recharger 902HD\",'902HD-Metric'!N152,IF($C$9=\"Recharger 180HD\",'180HD-Metric'!I152,\"\")))))))","v":""}]
[{"$f":"IF($C$9=\"Contactor 100HD\",'100HD-Metric'!B153,IF($C$9=\"Recharger 150XLHD\",'150XLHD-Metric'!B153,IF($C$9=\"Recharger 280HD\",'280HD-Metric'!B153,IF($C$9=\"Recharger 330XLHD\",'330XLHD-Metric'!B153,IF($C$9=\"Recharger 360HD\",'360HD-Metric'!B153,IF($C$9=\"Recharger 902HD\",'902HD-Metric'!B153,IF($C$9=\"Contactor Field Drain C-4HD\",'C-4HD-Metric'!B153,IF($C$9=\"Recharger 180HD\",'180HD-Metric'!B153,0))))))))","v":-1397},{"$f":"IF($C$9=\"Contactor 100HD\",'100HD-Metric'!G153,IF($C$9=\"Recharger 150XLHD\",'150XLHD-Metric'!G153,IF($C$9=\"Recharger 280HD\",'280HD-Metric'!G153,IF($C$9=\"Recharger 330XLHD\",'330XLHD-Metric'!G153,IF($C$9=\"Recharger 360HD\",'360HD-Metric'!K153,IF($C$9=\"Recharger 902HD\",'902HD-Metric'!K153,IF($C$9=\"Contactor Field Drain C-4HD\",'C-4HD-Metric'!E153,IF($C$9=\"Recharger 180HD\",'180HD-Metric'!G153,0))))))))","v":""},{"$f":"IF($C$9=\"Contactor 100HD\",'100HD-Metric'!K153,IF($C$9=\"Recharger 150XLHD\",'150XLHD-Metric'!K153,IF($C$9=\"Recharger 280HD\",'280HD-Metric'!K153,IF($C$9=\"Recharger 330XLHD\",'330XLHD-Metric'!K153,IF($C$9=\"Recharger 360HD\",'360HD-Metric'!G153,IF($C$9=\"Recharger 902HD\",'902HD-Metric'!P153,IF($C$9=\"Contactor Field Drain C-4HD\",'C-4HD-Metric'!G153,IF($C$9=\"Recharger 180HD\",'180HD-Metric'!K153,0))))))))","v":""},{"$f":"IF($C$9=\"Contactor 100HD\",'100HD-Metric'!M153,IF($C$9=\"Recharger 150XLHD\",'150XLHD-Metric'!M153,IF($C$9=\"Recharger 280HD\",'280HD-Metric'!M153,IF($C$9=\"Recharger 330XLHD\",'330XLHD-Metric'!M153,IF($C$9=\"Recharger 360HD\",'360HD-Metric'!R153,IF($C$9=\"Recharger 902HD\",'902HD-Metric'!R153,IF($C$9=\"Contactor Field Drain C-4HD\",'C-4HD-Metric'!I153,IF($C$9=\"Recharger 180HD\",'180HD-Metric'!M153,0))))))))","v":""},{"$f":"IF($C$9=\"Contactor 100HD\",'100HD-Metric'!O153,IF($C$9=\"Recharger 150XLHD\",'150XLHD-Metric'!O153,IF($C$9=\"Recharger 280HD\",'280HD-Metric'!O153,IF($C$9=\"Recharger 330XLHD\",'330XLHD-Metric'!O153,IF($C$9=\"Recharger 360HD\",'360HD-Metric'!T153,IF($C$9=\"Recharger 902HD\",'902HD-Metric'!T153,IF($C$9=\"Contactor Field Drain C-4HD\",'C-4HD-Metric'!K153,IF($C$9=\"Recharger 180HD\",'180HD-Metric'!O153,0))))))))","v":""},"",null,null,null,null,null,{"$f":"IF($C$9=\"Contactor 100HD\",'100HD-Metric'!I153,IF($C$9=\"Recharger 150XLHD\",'150XLHD-Metric'!I153,IF($C$9=\"Recharger 280HD\",'280HD-Metric'!I153,IF($C$9=\"Recharger 330XLHD\",'330XLHD-Metric'!I153,IF($C$9=\"Recharger 360HD\",'360HD-Metric'!N153,IF($C$9=\"Recharger 902HD\",'902HD-Metric'!N153,IF($C$9=\"Recharger 180HD\",'180HD-Metric'!I153,\"\")))))))","v":""}]
[null,{"$f":"IF($C$9=\"Contactor 100HD\",'100HD-Metric'!G154,IF($C$9=\"Recharger 150XLHD\",'150XLHD-Metric'!G154,IF($C$9=\"Recharger 280HD\",'280HD-Metric'!G154,IF($C$9=\"Recharger 330XLHD\",'330XLHD-Metric'!G154,IF($C$9=\"Recharger 360HD\",'360HD-Metric'!K154,IF($C$9=\"Recharger 902HD\",'902HD-Metric'!K154,IF($C$9=\"Contactor Field Drain C-4HD\",'C-4HD-Metric'!E154,IF($C$9=\"Recharger 180HD\",'180HD-Metric'!G154,0))))))))","v":""},null,{"$f":"IF($C$9=\"Contactor 100HD\",'100HD-Metric'!M154,IF($C$9=\"Recharger 150XLHD\",'150XLHD-Metric'!M154,IF($C$9=\"Recharger 280HD\",'280HD-Metric'!M154,IF($C$9=\"Recharger 330XLHD\",'330XLHD-Metric'!M154,IF($C$9=\"Recharger 360HD\",'360HD-Metric'!R154,IF($C$9=\"Recharger 902HD\",'902HD-Metric'!R154,IF($C$9=\"Contactor Field Drain C-4HD\",'C-4HD-Metric'!I154,IF($C$9=\"Recharger 180HD\",'180HD-Metric'!M154,0))))))))","v":""},{"$f":"IF($C$9=\"Contactor 100HD\",'100HD-Metric'!O154,IF($C$9=\"Recharger 150XLHD\",'150XLHD-Metric'!O154,IF($C$9=\"Recharger 280HD\",'280HD-Metric'!O154,IF($C$9=\"Recharger 330XLHD\",'330XLHD-Metric'!O154,IF($C$9=\"Recharger 360HD\",'360HD-Metric'!T154,IF($C$9=\"Recharger 902HD\",'902HD-Metric'!T154,IF($C$9=\"Contactor Field Drain C-4HD\",'C-4HD-Metric'!K154,IF($C$9=\"Recharger 180HD\",'180HD-Metric'!O154,0))))))))","v":""},null,null,null,null,null,null,{"$f":"IF($C$9=\"Contactor 100HD\",'100HD-Metric'!I154,IF($C$9=\"Recharger 150XLHD\",'150XLHD-Metric'!I154,IF($C$9=\"Recharger 280HD\",'280HD-Metric'!I154,IF($C$9=\"Recharger 330XLHD\",'330XLHD-Metric'!I154,IF($C$9=\"Recharger 360HD\",'360HD-Metric'!N154,IF($C$9=\"Recharger 902HD\",'902HD-Metric'!N154,IF($C$9=\"Recharger 180HD\",'180HD-Metric'!I154,\"\")))))))","v":""}]
[null,{"$f":"IF($C$9=\"Contactor 100HD\",'100HD-Metric'!G155,IF($C$9=\"Recharger 150XLHD\",'150XLHD-Metric'!G155,IF($C$9=\"Recharger 280HD\",'280HD-Metric'!G155,IF($C$9=\"Recharger 330XLHD\",'330XLHD-Metric'!G155,IF($C$9=\"Recharger 360HD\",'360HD-Metric'!K155,IF($C$9=\"Recharger 902HD\",'902HD-Metric'!K155,IF($C$9=\"Contactor Field Drain C-4HD\",'C-4HD-Metric'!E155,IF($C$9=\"Recharger 180HD\",'180HD-Metric'!G155,0))))))))","v":""},null,{"$f":"IF($C$9=\"Contactor 100HD\",'100HD-Metric'!M155,IF($C$9=\"Recharger 150XLHD\",'150XLHD-Metric'!M155,IF($C$9=\"Recharger 280HD\",'280HD-Metric'!M155,IF($C$9=\"Recharger 330XLHD\",'330XLHD-Metric'!M155,IF($C$9=\"Recharger 360HD\",'360HD-Metric'!R155,IF($C$9=\"Recharger 902HD\",'902HD-Metric'!R155,IF($C$9=\"Contactor Field Drain C-4HD\",'C-4HD-Metric'!I155,IF($C$9=\"Recharger 180HD\",'180HD-Metric'!M155,0))))))))","v":""},{"$f":"IF($C$9=\"Contactor 100HD\",'100HD-Metric'!O155,IF($C$9=\"Recharger 150XLHD\",'150XLHD-Metric'!O155,IF($C$9=\"Recharger 280HD\",'280HD-Metric'!O155,IF($C$9=\"Recharger 330XLHD\",'330XLHD-Metric'!O155,IF($C$9=\"Recharger 360HD\",'360HD-Metric'!T155,IF($C$9=\"Recharger 902HD\",'902HD-Metric'!T155,IF($C$9=\"Contactor Field Drain C-4HD\",'C-4HD-Metric'!K155,IF($C$9=\"Recharger 180HD\",'180HD-Metric'!O155,0))))))))","v":""},null,null,null,null,null,null,{"$f":"IF($C$9=\"Contactor 100HD\",'100HD-Metric'!I155,IF($C$9=\"Recharger 150XLHD\",'150XLHD-Metric'!I155,IF($C$9=\"Recharger 280HD\",'280HD-Metric'!I155,IF($C$9=\"Recharger 330XLHD\",'330XLHD-Metric'!I155,IF($C$9=\"Recharger 360HD\",'360HD-Metric'!N155,IF($C$9=\"Recharger 902HD\",'902HD-Metric'!N155,IF($C$9=\"Recharger 180HD\",'180HD-Metric'!I155,\"\")))))))","v":""}]
[null,{"$f":"IF($C$9=\"Contactor 100HD\",'100HD-Metric'!G156,IF($C$9=\"Recharger 150XLHD\",'150XLHD-Metric'!G156,IF($C$9=\"Recharger 280HD\",'280HD-Metric'!G156,IF($C$9=\"Recharger 330XLHD\",'330XLHD-Metric'!G156,IF($C$9=\"Recharger 360HD\",'360HD-Metric'!K156,IF($C$9=\"Recharger 902HD\",'902HD-Metric'!K156,IF($C$9=\"Contactor Field Drain C-4HD\",'C-4HD-Metric'!E156,IF($C$9=\"Recharger 180HD\",'180HD-Metric'!G156,0))))))))","v":""},null,{"$f":"IF($C$9=\"Contactor 100HD\",'100HD-Metric'!M156,IF($C$9=\"Recharger 150XLHD\",'150XLHD-Metric'!M156,IF($C$9=\"Recharger 280HD\",'280HD-Metric'!M156,IF($C$9=\"Recharger 330XLHD\",'330XLHD-Metric'!M156,IF($C$9=\"Recharger 360HD\",'360HD-Metric'!R156,IF($C$9=\"Recharger 902HD\",'902HD-Metric'!R156,IF($C$9=\"Contactor Field Drain C-4HD\",'C-4HD-Metric'!I156,IF($C$9=\"Recharger 180HD\",'180HD-Metric'!M156,0))))))))","v":""},{"$f":"IF($C$9=\"Contactor 100HD\",'100HD-Metric'!O156,IF($C$9=\"Recharger 150XLHD\",'150XLHD-Metric'!O156,IF($C$9=\"Recharger 280HD\",'280HD-Metric'!O156,IF($C$9=\"Recharger 330XLHD\",'330XLHD-Metric'!O156,IF($C$9=\"Recharger 360HD\",'360HD-Metric'!T156,IF($C$9=\"Recharger 902HD\",'902HD-Metric'!T156,IF($C$9=\"Contactor Field Drain C-4HD\",'C-4HD-Metric'!K156,IF($C$9=\"Recharger 180HD\",'180HD-Metric'!O156,0))))))))","v":""},null,null,null,null,null,null,{"$f":"IF($C$9=\"Contactor 100HD\",'100HD-Metric'!I156,IF($C$9=\"Recharger 150XLHD\",'150XLHD-Metric'!I156,IF($C$9=\"Recharger 280HD\",'280HD-Metric'!I156,IF($C$9=\"Recharger 330XLHD\",'330XLHD-Metric'!I156,IF($C$9=\"Recharger 360HD\",'360HD-Metric'!N156,IF($C$9=\"Recharger 902HD\",'902HD-Metric'!N156,IF($C$9=\"Recharger 180HD\",'180HD-Metric'!I156,\"\")))))))","v":""}]
[null,{"$f":"IF($C$9=\"Contactor 100HD\",'100HD-Metric'!G157,IF($C$9=\"Recharger 150XLHD\",'150XLHD-Metric'!G157,IF($C$9=\"Recharger 280HD\",'280HD-Metric'!G157,IF($C$9=\"Recharger 330XLHD\",'330XLHD-Metric'!G157,IF($C$9=\"Recharger 360HD\",'360HD-Metric'!K157,IF($C$9=\"Recharger 902HD\",'902HD-Metric'!K157,IF($C$9=\"Contactor Field Drain C-4HD\",'C-4HD-Metric'!E157,IF($C$9=\"Recharger 180HD\",'180HD-Metric'!G157,0))))))))","v":""},{"$f":"IF($C$9=\"Contactor 100HD\",'100HD-Metric'!I157,IF($C$9=\"Recharger 150XLHD\",'150XLHD-Metric'!I157,IF($C$9=\"Recharger 280HD\",'280HD-Metric'!I157,IF($C$9=\"Recharger 330XLHD\",'330XLHD-Metric'!I157,IF($C$9=\"Recharger 360HD\",'360HD-Metric'!N157,IF($C$9=\"Recharger 902HD\",'902HD-Metric'!N157,IF($C$9=\"Recharger 180HD\",'180HD-Metric'!I157,\"\")))))))","v":""},null,{"$f":"IF($C$9=\"Contactor 100HD\",'100HD-Metric'!M157,IF($C$9=\"Recharger 150XLHD\",'150XLHD-Metric'!M157,IF($C$9=\"Recharger 280HD\",'280HD-Metric'!M157,IF($C$9=\"Recharger 330XLHD\",'330XLHD-Metric'!M157,IF($C$9=\"Recharger 360HD\",'360HD-Metric'!R157,IF($C$9=\"Recharger 902HD\",'902HD-Metric'!R157,IF($C$9=\"Contactor Field Drain C-4HD\",'C-4HD-Metric'!I157,IF($C$9=\"Recharger 180HD\",'180HD-Metric'!M157,0))))))))","v":""},{"$f":"IF($C$9=\"Contactor 100HD\",'100HD-Metric'!O157,IF($C$9=\"Recharger 150XLHD\",'150XLHD-Metric'!O157,IF($C$9=\"Recharger 280HD\",'280HD-Metric'!O157,IF($C$9=\"Recharger 330XLHD\",'330XLHD-Metric'!O157,IF($C$9=\"Recharger 360HD\",'360HD-Metric'!T157,IF($C$9=\"Recharger 902HD\",'902HD-Metric'!T157,IF($C$9=\"Contactor Field Drain C-4HD\",'C-4HD-Metric'!K157,IF($C$9=\"Recharger 180HD\",'180HD-Metric'!O157,0))))))))","v":""}]
[null,{"$f":"IF($C$9=\"Contactor 100HD\",'100HD-Metric'!G158,IF($C$9=\"Recharger 150XLHD\",'150XLHD-Metric'!G158,IF($C$9=\"Recharger 280HD\",'280HD-Metric'!G158,IF($C$9=\"Recharger 330XLHD\",'330XLHD-Metric'!G158,IF($C$9=\"Recharger 360HD\",'360HD-Metric'!K158,IF($C$9=\"Recharger 902HD\",'902HD-Metric'!K158,IF($C$9=\"Contactor Field Drain C-4HD\",'C-4HD-Metric'!E158,IF($C$9=\"Recharger 180HD\",'180HD-Metric'!G158,0))))))))","v":""},{"$f":"IF($C$9=\"Contactor 100HD\",'100HD-Metric'!I158,IF($C$9=\"Recharger 150XLHD\",'150XLHD-Metric'!I158,IF($C$9=\"Recharger 280HD\",'280HD-Metric'!I158,IF($C$9=\"Recharger 330XLHD\",'330XLHD-Metric'!I158,IF($C$9=\"Recharger 360HD\",'360HD-Metric'!N158,IF($C$9=\"Recharger 902HD\",'902HD-Metric'!N158,IF($C$9=\"Recharger 180HD\",'180HD-Metric'!I158,\"\")))))))","v":""},null,{"$f":"IF($C$9=\"Contactor 100HD\",'100HD-Metric'!M158,IF($C$9=\"Recharger 150XLHD\",'150XLHD-Metric'!M158,IF($C$9=\"Recharger 280HD\",'280HD-Metric'!M158,IF($C$9=\"Recharger 330XLHD\",'330XLHD-Metric'!M158,IF($C$9=\"Recharger 360HD\",'360HD-Metric'!R158,IF($C$9=\"Recharger 902HD\",'902HD-Metric'!R158,IF($C$9=\"Contactor Field Drain C-4HD\",'C-4HD-Metric'!I158,IF($C$9=\"Recharger 180HD\",'180HD-Metric'!M158,0))))))))","v":""},{"$f":"IF($C$9=\"Contactor 100HD\",'100HD-Metric'!O158,IF($C$9=\"Recharger 150XLHD\",'150XLHD-Metric'!O158,IF($C$9=\"Recharger 280HD\",'280HD-Metric'!O158,IF($C$9=\"Recharger 330XLHD\",'330XLHD-Metric'!O158,IF($C$9=\"Recharger 360HD\",'360HD-Metric'!T158,IF($C$9=\"Recharger 902HD\",'902HD-Metric'!T158,IF($C$9=\"Contactor Field Drain C-4HD\",'C-4HD-Metric'!K158,IF($C$9=\"Recharger 180HD\",'180HD-Metric'!O158,0))))))))","v":""}]
[null,{"$f":"IF($C$9=\"Contactor 100HD\",'100HD-Metric'!G159,IF($C$9=\"Recharger 150XLHD\",'150XLHD-Metric'!G159,IF($C$9=\"Recharger 280HD\",'280HD-Metric'!G159,IF($C$9=\"Recharger 330XLHD\",'330XLHD-Metric'!G159,IF($C$9=\"Recharger 360HD\",'360HD-Metric'!K159,IF($C$9=\"Recharger 902HD\",'902HD-Metric'!K159,IF($C$9=\"Contactor Field Drain C-4HD\",'C-4HD-Metric'!E159,IF($C$9=\"Recharger 180HD\",'180HD-Metric'!G159,0))))))))","v":""},{"$f":"IF($C$9=\"Contactor 100HD\",'100HD-Metric'!I159,IF($C$9=\"Recharger 150XLHD\",'150XLHD-Metric'!I159,IF($C$9=\"Recharger 280HD\",'280HD-Metric'!I159,IF($C$9=\"Recharger 330XLHD\",'330XLHD-Metric'!I159,IF($C$9=\"Recharger 360HD\",'360HD-Metric'!N159,IF($C$9=\"Recharger 902HD\",'902HD-Metric'!N159,IF($C$9=\"Recharger 180HD\",'180HD-Metric'!I159,\"\")))))))","v":""},null,{"$f":"IF($C$9=\"Contactor 100HD\",'100HD-Metric'!M159,IF($C$9=\"Recharger 150XLHD\",'150XLHD-Metric'!M159,IF($C$9=\"Recharger 280HD\",'280HD-Metric'!M159,IF($C$9=\"Recharger 330XLHD\",'330XLHD-Metric'!M159,IF($C$9=\"Recharger 360HD\",'360HD-Metric'!R159,IF($C$9=\"Recharger 902HD\",'902HD-Metric'!R159,IF($C$9=\"Contactor Field Drain C-4HD\",'C-4HD-Metric'!I159,IF($C$9=\"Recharger 180HD\",'180HD-Metric'!M159,0))))))))","v":""},{"$f":"IF($C$9=\"Contactor 100HD\",'100HD-Metric'!O159,IF($C$9=\"Recharger 150XLHD\",'150XLHD-Metric'!O159,IF($C$9=\"Recharger 280HD\",'280HD-Metric'!O159,IF($C$9=\"Recharger 330XLHD\",'330XLHD-Metric'!O159,IF($C$9=\"Recharger 360HD\",'360HD-Metric'!T159,IF($C$9=\"Recharger 902HD\",'902HD-Metric'!T159,IF($C$9=\"Contactor Field Drain C-4HD\",'C-4HD-Metric'!K159,IF($C$9=\"Recharger 180HD\",'180HD-Metric'!O159,0))))))))","v":""}]
[null,{"$f":"IF($C$9=\"Contactor 100HD\",'100HD-Metric'!G160,IF($C$9=\"Recharger 150XLHD\",'150XLHD-Metric'!G160,IF($C$9=\"Recharger 280HD\",'280HD-Metric'!G160,IF($C$9=\"Recharger 330XLHD\",'330XLHD-Metric'!G160,IF($C$9=\"Recharger 360HD\",'360HD-Metric'!K160,IF($C$9=\"Recharger 902HD\",'902HD-Metric'!K160,IF($C$9=\"Contactor Field Drain C-4HD\",'C-4HD-Metric'!E160,IF($C$9=\"Recharger 180HD\",'180HD-Metric'!G160,0))))))))","v":""},{"$f":"IF($C$9=\"Contactor 100HD\",'100HD-Metric'!I160,IF($C$9=\"Recharger 150XLHD\",'150XLHD-Metric'!I160,IF($C$9=\"Recharger 280HD\",'280HD-Metric'!I160,IF($C$9=\"Recharger 330XLHD\",'330XLHD-Metric'!I160,IF($C$9=\"Recharger 360HD\",'360HD-Metric'!N160,IF($C$9=\"Recharger 902HD\",'902HD-Metric'!N160,IF($C$9=\"Recharger 180HD\",'180HD-Metric'!I160,\"\")))))))","v":""},null,{"$f":"IF($C$9=\"Contactor 100HD\",'100HD-Metric'!M160,IF($C$9=\"Recharger 150XLHD\",'150XLHD-Metric'!M160,IF($C$9=\"Recharger 280HD\",'280HD-Metric'!M160,IF($C$9=\"Recharger 330XLHD\",'330XLHD-Metric'!M160,IF($C$9=\"Recharger 360HD\",'360HD-Metric'!R160,IF($C$9=\"Recharger 902HD\",'902HD-Metric'!R160,IF($C$9=\"Contactor Field Drain C-4HD\",'C-4HD-Metric'!I160,IF($C$9=\"Recharger 180HD\",'180HD-Metric'!M160,0))))))))","v":""},{"$f":"IF($C$9=\"Contactor 100HD\",'100HD-Metric'!O160,IF($C$9=\"Recharger 150XLHD\",'150XLHD-Metric'!O160,IF($C$9=\"Recharger 280HD\",'280HD-Metric'!O160,IF($C$9=\"Recharger 330XLHD\",'330XLHD-Metric'!O160,IF($C$9=\"Recharger 360HD\",'360HD-Metric'!T160,IF($C$9=\"Recharger 902HD\",'902HD-Metric'!T160,IF($C$9=\"Contactor Field Drain C-4HD\",'C-4HD-Metric'!K160,IF($C$9=\"Recharger 180HD\",'180HD-Metric'!O160,0))))))))","v":""}]
[null,{"$f":"IF($C$9=\"Contactor 100HD\",'100HD-Metric'!G161,IF($C$9=\"Recharger 150XLHD\",'150XLHD-Metric'!G161,IF($C$9=\"Recharger 280HD\",'280HD-Metric'!G161,IF($C$9=\"Recharger 330XLHD\",'330XLHD-Metric'!G161,IF($C$9=\"Recharger 360HD\",'360HD-Metric'!K161,IF($C$9=\"Recharger 902HD\",'902HD-Metric'!K161,IF($C$9=\"Contactor Field Drain C-4HD\",'C-4HD-Metric'!E161,IF($C$9=\"Recharger 180HD\",'180HD-Metric'!G161,0))))))))","v":""},{"$f":"IF($C$9=\"Contactor 100HD\",'100HD-Metric'!I161,IF($C$9=\"Recharger 150XLHD\",'150XLHD-Metric'!I161,IF($C$9=\"Recharger 280HD\",'280HD-Metric'!I161,IF($C$9=\"Recharger 330XLHD\",'330XLHD-Metric'!I161,IF($C$9=\"Recharger 360HD\",'360HD-Metric'!N161,IF($C$9=\"Recharger 902HD\",'902HD-Metric'!N161,IF($C$9=\"Recharger 180HD\",'180HD-Metric'!I161,\"\")))))))","v":""},null,{"$f":"IF($C$9=\"Contactor 100HD\",'100HD-Metric'!M161,IF($C$9=\"Recharger 150XLHD\",'150XLHD-Metric'!M161,IF($C$9=\"Recharger 280HD\",'280HD-Metric'!M161,IF($C$9=\"Recharger 330XLHD\",'330XLHD-Metric'!M161,IF($C$9=\"Recharger 360HD\",'360HD-Metric'!R161,IF($C$9=\"Recharger 902HD\",'902HD-Metric'!R161,IF($C$9=\"Contactor Field Drain C-4HD\",'C-4HD-Metric'!I161,IF($C$9=\"Recharger 180HD\",'180HD-Metric'!M161,0))))))))","v":""},{"$f":"IF($C$9=\"Contactor 100HD\",'100HD-Metric'!O161,IF($C$9=\"Recharger 150XLHD\",'150XLHD-Metric'!O161,IF($C$9=\"Recharger 280HD\",'280HD-Metric'!O161,IF($C$9=\"Recharger 330XLHD\",'330XLHD-Metric'!O161,IF($C$9=\"Recharger 360HD\",'360HD-Metric'!T161,IF($C$9=\"Recharger 902HD\",'902HD-Metric'!T161,IF($C$9=\"Contactor Field Drain C-4HD\",'C-4HD-Metric'!K161,IF($C$9=\"Recharger 180HD\",'180HD-Metric'!O161,0))))))))","v":""}]
[null,{"$f":"IF($C$9=\"Contactor 100HD\",'100HD-Metric'!G162,IF($C$9=\"Recharger 150XLHD\",'150XLHD-Metric'!G162,IF($C$9=\"Recharger 280HD\",'280HD-Metric'!G162,IF($C$9=\"Recharger 330XLHD\",'330XLHD-Metric'!G162,IF($C$9=\"Recharger 360HD\",'360HD-Metric'!K162,IF($C$9=\"Recharger 902HD\",'902HD-Metric'!K162,IF($C$9=\"Contactor Field Drain C-4HD\",'C-4HD-Metric'!E162,IF($C$9=\"Recharger 180HD\",'180HD-Metric'!G162,0))))))))","v":""},{"$f":"IF($C$9=\"Contactor 100HD\",'100HD-Metric'!I162,IF($C$9=\"Recharger 150XLHD\",'150XLHD-Metric'!I162,IF($C$9=\"Recharger 280HD\",'280HD-Metric'!I162,IF($C$9=\"Recharger 330XLHD\",'330XLHD-Metric'!I162,IF($C$9=\"Recharger 360HD\",'360HD-Metric'!N162,IF($C$9=\"Recharger 902HD\",'902HD-Metric'!N162,IF($C$9=\"Recharger 180HD\",'180HD-Metric'!I162,\"\")))))))","v":""},null,{"$f":"IF($C$9=\"Contactor 100HD\",'100HD-Metric'!M162,IF($C$9=\"Recharger 150XLHD\",'150XLHD-Metric'!M162,IF($C$9=\"Recharger 280HD\",'280HD-Metric'!M162,IF($C$9=\"Recharger 330XLHD\",'330XLHD-Metric'!M162,IF($C$9=\"Recharger 360HD\",'360HD-Metric'!R162,IF($C$9=\"Recharger 902HD\",'902HD-Metric'!R162,IF($C$9=\"Contactor Field Drain C-4HD\",'C-4HD-Metric'!I162,IF($C$9=\"Recharger 180HD\",'180HD-Metric'!M162,0))))))))","v":""},{"$f":"IF($C$9=\"Contactor 100HD\",'100HD-Metric'!O162,IF($C$9=\"Recharger 150XLHD\",'150XLHD-Metric'!O162,IF($C$9=\"Recharger 280HD\",'280HD-Metric'!O162,IF($C$9=\"Recharger 330XLHD\",'330XLHD-Metric'!O162,IF($C$9=\"Recharger 360HD\",'360HD-Metric'!T162,IF($C$9=\"Recharger 902HD\",'902HD-Metric'!T162,IF($C$9=\"Contactor Field Drain C-4HD\",'C-4HD-Metric'!K162,IF($C$9=\"Recharger 180HD\",'180HD-Metric'!O162,0))))))))","v":""}]
[null,{"$f":"IF($C$9=\"Contactor 100HD\",'100HD-Metric'!G163,IF($C$9=\"Recharger 150XLHD\",'150XLHD-Metric'!G163,IF($C$9=\"Recharger 280HD\",'280HD-Metric'!G163,IF($C$9=\"Recharger 330XLHD\",'330XLHD-Metric'!G163,IF($C$9=\"Recharger 360HD\",'360HD-Metric'!K163,IF($C$9=\"Recharger 902HD\",'902HD-Metric'!K163,IF($C$9=\"Contactor Field Drain C-4HD\",'C-4HD-Metric'!E163,IF($C$9=\"Recharger 180HD\",'180HD-Metric'!G163,0))))))))","v":""},{"$f":"IF($C$9=\"Contactor 100HD\",'100HD-Metric'!I163,IF($C$9=\"Recharger 150XLHD\",'150XLHD-Metric'!I163,IF($C$9=\"Recharger 280HD\",'280HD-Metric'!I163,IF($C$9=\"Recharger 330XLHD\",'330XLHD-Metric'!I163,IF($C$9=\"Recharger 360HD\",'360HD-Metric'!N163,IF($C$9=\"Recharger 902HD\",'902HD-Metric'!N163,IF($C$9=\"Recharger 180HD\",'180HD-Metric'!I163,\"\")))))))","v":""},null,{"$f":"IF($C$9=\"Contactor 100HD\",'100HD-Metric'!M163,IF($C$9=\"Recharger 150XLHD\",'150XLHD-Metric'!M163,IF($C$9=\"Recharger 280HD\",'280HD-Metric'!M163,IF($C$9=\"Recharger 330XLHD\",'330XLHD-Metric'!M163,IF($C$9=\"Recharger 360HD\",'360HD-Metric'!R163,IF($C$9=\"Recharger 902HD\",'902HD-Metric'!R163,IF($C$9=\"Contactor Field Drain C-4HD\",'C-4HD-Metric'!I163,IF($C$9=\"Recharger 180HD\",'180HD-Metric'!M163,0))))))))","v":""},{"$f":"IF($C$9=\"Contactor 100HD\",'100HD-Metric'!O163,IF($C$9=\"Recharger 150XLHD\",'150XLHD-Metric'!O163,IF($C$9=\"Recharger 280HD\",'280HD-Metric'!O163,IF($C$9=\"Recharger 330XLHD\",'330XLHD-Metric'!O163,IF($C$9=\"Recharger 360HD\",'360HD-Metric'!T163,IF($C$9=\"Recharger 902HD\",'902HD-Metric'!T163,IF($C$9=\"Contactor Field Drain C-4HD\",'C-4HD-Metric'!K163,IF($C$9=\"Recharger 180HD\",'180HD-Metric'!O163,0))))))))","v":""}]
[null,{"$f":"IF($C$9=\"Contactor 100HD\",'100HD-Metric'!G164,IF($C$9=\"Recharger 150XLHD\",'150XLHD-Metric'!G164,IF($C$9=\"Recharger 280HD\",'280HD-Metric'!G164,IF($C$9=\"Recharger 330XLHD\",'330XLHD-Metric'!G164,IF($C$9=\"Recharger 360HD\",'360HD-Metric'!K164,IF($C$9=\"Recharger 902HD\",'902HD-Metric'!K164,IF($C$9=\"Contactor Field Drain C-4HD\",'C-4HD-Metric'!E164,IF($C$9=\"Recharger 180HD\",'180HD-Metric'!G164,0))))))))","v":""},{"$f":"IF($C$9=\"Contactor 100HD\",'100HD-Metric'!I164,IF($C$9=\"Recharger 150XLHD\",'150XLHD-Metric'!I164,IF($C$9=\"Recharger 280HD\",'280HD-Metric'!I164,IF($C$9=\"Recharger 330XLHD\",'330XLHD-Metric'!I164,IF($C$9=\"Recharger 360HD\",'360HD-Metric'!N164,IF($C$9=\"Recharger 902HD\",'902HD-Metric'!N164,IF($C$9=\"Recharger 180HD\",'180HD-Metric'!I164,\"\")))))))","v":""},null,{"$f":"IF($C$9=\"Contactor 100HD\",'100HD-Metric'!M164,IF($C$9=\"Recharger 150XLHD\",'150XLHD-Metric'!M164,IF($C$9=\"Recharger 280HD\",'280HD-Metric'!M164,IF($C$9=\"Recharger 330XLHD\",'330XLHD-Metric'!M164,IF($C$9=\"Recharger 360HD\",'360HD-Metric'!R164,IF($C$9=\"Recharger 902HD\",'902HD-Metric'!R164,IF($C$9=\"Contactor Field Drain C-4HD\",'C-4HD-Metric'!I164,IF($C$9=\"Recharger 180HD\",'180HD-Metric'!M164,0))))))))","v":""},{"$f":"IF($C$9=\"Contactor 100HD\",'100HD-Metric'!O164,IF($C$9=\"Recharger 150XLHD\",'150XLHD-Metric'!O164,IF($C$9=\"Recharger 280HD\",'280HD-Metric'!O164,IF($C$9=\"Recharger 330XLHD\",'330XLHD-Metric'!O164,IF($C$9=\"Recharger 360HD\",'360HD-Metric'!T164,IF($C$9=\"Recharger 902HD\",'902HD-Metric'!T164,IF($C$9=\"Contactor Field Drain C-4HD\",'C-4HD-Metric'!K164,IF($C$9=\"Recharger 180HD\",'180HD-Metric'!O164,0))))))))","v":""}]
[null,{"$f":"IF($C$9=\"Contactor 100HD\",'100HD-Metric'!G165,IF($C$9=\"Recharger 150XLHD\",'150XLHD-Metric'!G165,IF($C$9=\"Recharger 280HD\",'280HD-Metric'!G165,IF($C$9=\"Recharger 330XLHD\",'330XLHD-Metric'!G165,IF($C$9=\"Recharger 360HD\",'360HD-Metric'!K165,IF($C$9=\"Recharger 902HD\",'902HD-Metric'!K165,IF($C$9=\"Contactor Field Drain C-4HD\",'C-4HD-Metric'!E165,IF($C$9=\"Recharger 180HD\",'180HD-Metric'!G165,0))))))))","v":""},{"$f":"IF($C$9=\"Contactor 100HD\",'100HD-Metric'!I165,IF($C$9=\"Recharger 150XLHD\",'150XLHD-Metric'!I165,IF($C$9=\"Recharger 280HD\",'280HD-Metric'!I165,IF($C$9=\"Recharger 330XLHD\",'330XLHD-Metric'!I165,IF($C$9=\"Recharger 360HD\",'360HD-Metric'!N165,IF($C$9=\"Recharger 902HD\",'902HD-Metric'!N165,IF($C$9=\"Recharger 180HD\",'180HD-Metric'!I165,\"\")))))))","v":""},null,{"$f":"IF($C$9=\"Contactor 100HD\",'100HD-Metric'!M165,IF($C$9=\"Recharger 150XLHD\",'150XLHD-Metric'!M165,IF($C$9=\"Recharger 280HD\",'280HD-Metric'!M165,IF($C$9=\"Recharger 330XLHD\",'330XLHD-Metric'!M165,IF($C$9=\"Recharger 360HD\",'360HD-Metric'!R165,IF($C$9=\"Recharger 902HD\",'902HD-Metric'!R165,IF($C$9=\"Contactor Field Drain C-4HD\",'C-4HD-Metric'!I165,IF($C$9=\"Recharger 180HD\",'180HD-Metric'!M165,0))))))))","v":""},{"$f":"IF($C$9=\"Contactor 100HD\",'100HD-Metric'!O165,IF($C$9=\"Recharger 150XLHD\",'150XLHD-Metric'!O165,IF($C$9=\"Recharger 280HD\",'280HD-Metric'!O165,IF($C$9=\"Recharger 330XLHD\",'330XLHD-Metric'!O165,IF($C$9=\"Recharger 360HD\",'360HD-Metric'!T165,IF($C$9=\"Recharger 902HD\",'902HD-Metric'!T165,IF($C$9=\"Contactor Field Drain C-4HD\",'C-4HD-Metric'!K165,IF($C$9=\"Recharger 180HD\",'180HD-Metric'!O165,0))))))))","v":""}]
[null,{"$f":"IF($C$9=\"Contactor 100HD\",'100HD-Metric'!G166,IF($C$9=\"Recharger 150XLHD\",'150XLHD-Metric'!G166,IF($C$9=\"Recharger 280HD\",'280HD-Metric'!G166,IF($C$9=\"Recharger 330XLHD\",'330XLHD-Metric'!G166,IF($C$9=\"Recharger 360HD\",'360HD-Metric'!K166,IF($C$9=\"Recharger 902HD\",'902HD-Metric'!K166,IF($C$9=\"Contactor Field Drain C-4HD\",'C-4HD-Metric'!E166,IF($C$9=\"Recharger 180HD\",'180HD-Metric'!G166,0))))))))","v":""},{"$f":"IF($C$9=\"Contactor 100HD\",'100HD-Metric'!I166,IF($C$9=\"Recharger 150XLHD\",'150XLHD-Metric'!I166,IF($C$9=\"Recharger 280HD\",'280HD-Metric'!I166,IF($C$9=\"Recharger 330XLHD\",'330XLHD-Metric'!I166,IF($C$9=\"Recharger 360HD\",'360HD-Metric'!N166,IF($C$9=\"Recharger 902HD\",'902HD-Metric'!N166,IF($C$9=\"Recharger 180HD\",'180HD-Metric'!I166,\"\")))))))","v":""},null,{"$f":"IF($C$9=\"Contactor 100HD\",'100HD-Metric'!M166,IF($C$9=\"Recharger 150XLHD\",'150XLHD-Metric'!M166,IF($C$9=\"Recharger 280HD\",'280HD-Metric'!M166,IF($C$9=\"Recharger 330XLHD\",'330XLHD-Metric'!M166,IF($C$9=\"Recharger 360HD\",'360HD-Metric'!R166,IF($C$9=\"Recharger 902HD\",'902HD-Metric'!R166,IF($C$9=\"Contactor Field Drain C-4HD\",'C-4HD-Metric'!I166,IF($C$9=\"Recharger 180HD\",'180HD-Metric'!M166,0))))))))","v":""},{"$f":"IF($C$9=\"Contactor 100HD\",'100HD-Metric'!O166,IF($C$9=\"Recharger 150XLHD\",'150XLHD-Metric'!O166,IF($C$9=\"Recharger 280HD\",'280HD-Metric'!O166,IF($C$9=\"Recharger 330XLHD\",'330XLHD-Metric'!O166,IF($C$9=\"Recharger 360HD\",'360HD-Metric'!T166,IF($C$9=\"Recharger 902HD\",'902HD-Metric'!T166,IF($C$9=\"Contactor Field Drain C-4HD\",'C-4HD-Metric'!K166,IF($C$9=\"Recharger 180HD\",'180HD-Metric'!O166,0))))))))","v":""}]
[null,{"$f":"IF($C$9=\"Contactor 100HD\",'100HD-Metric'!G167,IF($C$9=\"Recharger 150XLHD\",'150XLHD-Metric'!G167,IF($C$9=\"Recharger 280HD\",'280HD-Metric'!G167,IF($C$9=\"Recharger 330XLHD\",'330XLHD-Metric'!G167,IF($C$9=\"Recharger 360HD\",'360HD-Metric'!K167,IF($C$9=\"Recharger 902HD\",'902HD-Metric'!K167,IF($C$9=\"Contactor Field Drain C-4HD\",'C-4HD-Metric'!E167,IF($C$9=\"Recharger 180HD\",'180HD-Metric'!G167,0))))))))","v":""},{"$f":"IF($C$9=\"Contactor 100HD\",'100HD-Metric'!I167,IF($C$9=\"Recharger 150XLHD\",'150XLHD-Metric'!I167,IF($C$9=\"Recharger 280HD\",'280HD-Metric'!I167,IF($C$9=\"Recharger 330XLHD\",'330XLHD-Metric'!I167,IF($C$9=\"Recharger 360HD\",'360HD-Metric'!N167,IF($C$9=\"Recharger 902HD\",'902HD-Metric'!N167,IF($C$9=\"Recharger 180HD\",'180HD-Metric'!I167,\"\")))))))","v":""},null,{"$f":"IF($C$9=\"Contactor 100HD\",'100HD-Metric'!M167,IF($C$9=\"Recharger 150XLHD\",'150XLHD-Metric'!M167,IF($C$9=\"Recharger 280HD\",'280HD-Metric'!M167,IF($C$9=\"Recharger 330XLHD\",'330XLHD-Metric'!M167,IF($C$9=\"Recharger 360HD\",'360HD-Metric'!R167,IF($C$9=\"Recharger 902HD\",'902HD-Metric'!R167,IF($C$9=\"Contactor Field Drain C-4HD\",'C-4HD-Metric'!I167,IF($C$9=\"Recharger 180HD\",'180HD-Metric'!M167,0))))))))","v":""},{"$f":"IF($C$9=\"Contactor 100HD\",'100HD-Metric'!O167,IF($C$9=\"Recharger 150XLHD\",'150XLHD-Metric'!O167,IF($C$9=\"Recharger 280HD\",'280HD-Metric'!O167,IF($C$9=\"Recharger 330XLHD\",'330XLHD-Metric'!O167,IF($C$9=\"Recharger 360HD\",'360HD-Metric'!T167,IF($C$9=\"Recharger 902HD\",'902HD-Metric'!T167,IF($C$9=\"Contactor Field Drain C-4HD\",'C-4HD-Metric'!K167,IF($C$9=\"Recharger 180HD\",'180HD-Metric'!O167,0))))))))","v":""}]
[null,{"$f":"IF($C$9=\"Contactor 100HD\",'100HD-Metric'!G168,IF($C$9=\"Recharger 150XLHD\",'150XLHD-Metric'!G168,IF($C$9=\"Recharger 280HD\",'280HD-Metric'!G168,IF($C$9=\"Recharger 330XLHD\",'330XLHD-Metric'!G168,IF($C$9=\"Recharger 360HD\",'360HD-Metric'!K168,IF($C$9=\"Recharger 902HD\",'902HD-Metric'!K168,IF($C$9=\"Contactor Field Drain C-4HD\",'C-4HD-Metric'!E168,IF($C$9=\"Recharger 180HD\",'180HD-Metric'!G168,0))))))))","v":""},{"$f":"IF($C$9=\"Contactor 100HD\",'100HD-Metric'!I168,IF($C$9=\"Recharger 150XLHD\",'150XLHD-Metric'!I168,IF($C$9=\"Recharger 280HD\",'280HD-Metric'!I168,IF($C$9=\"Recharger 330XLHD\",'330XLHD-Metric'!I168,IF($C$9=\"Recharger 360HD\",'360HD-Metric'!N168,IF($C$9=\"Recharger 902HD\",'902HD-Metric'!N168,IF($C$9=\"Recharger 180HD\",'180HD-Metric'!I168,\"\")))))))","v":""},null,{"$f":"IF($C$9=\"Contactor 100HD\",'100HD-Metric'!M168,IF($C$9=\"Recharger 150XLHD\",'150XLHD-Metric'!M168,IF($C$9=\"Recharger 280HD\",'280HD-Metric'!M168,IF($C$9=\"Recharger 330XLHD\",'330XLHD-Metric'!M168,IF($C$9=\"Recharger 360HD\",'360HD-Metric'!R168,IF($C$9=\"Recharger 902HD\",'902HD-Metric'!R168,IF($C$9=\"Contactor Field Drain C-4HD\",'C-4HD-Metric'!I168,IF($C$9=\"Recharger 180HD\",'180HD-Metric'!M168,0))))))))","v":""},{"$f":"IF($C$9=\"Contactor 100HD\",'100HD-Metric'!O168,IF($C$9=\"Recharger 150XLHD\",'150XLHD-Metric'!O168,IF($C$9=\"Recharger 280HD\",'280HD-Metric'!O168,IF($C$9=\"Recharger 330XLHD\",'330XLHD-Metric'!O168,IF($C$9=\"Recharger 360HD\",'360HD-Metric'!T168,IF($C$9=\"Recharger 902HD\",'902HD-Metric'!T168,IF($C$9=\"Contactor Field Drain C-4HD\",'C-4HD-Metric'!K168,IF($C$9=\"Recharger 180HD\",'180HD-Metric'!O168,0))))))))","v":""}]
[null,{"$f":"IF($C$9=\"Contactor 100HD\",'100HD-Metric'!G169,IF($C$9=\"Recharger 150XLHD\",'150XLHD-Metric'!G169,IF($C$9=\"Recharger 280HD\",'280HD-Metric'!G169,IF($C$9=\"Recharger 330XLHD\",'330XLHD-Metric'!G169,IF($C$9=\"Recharger 360HD\",'360HD-Metric'!K169,IF($C$9=\"Recharger 902HD\",'902HD-Metric'!K169,IF($C$9=\"Contactor Field Drain C-4HD\",'C-4HD-Metric'!E169,IF($C$9=\"Recharger 180HD\",'180HD-Metric'!G169,0))))))))","v":""},{"$f":"IF($C$9=\"Contactor 100HD\",'100HD-Metric'!I169,IF($C$9=\"Recharger 150XLHD\",'150XLHD-Metric'!I169,IF($C$9=\"Recharger 280HD\",'280HD-Metric'!I169,IF($C$9=\"Recharger 330XLHD\",'330XLHD-Metric'!I169,IF($C$9=\"Recharger 360HD\",'360HD-Metric'!N169,IF($C$9=\"Recharger 902HD\",'902HD-Metric'!N169,IF($C$9=\"Recharger 180HD\",'180HD-Metric'!I169,\"\")))))))","v":""},null,{"$f":"IF($C$9=\"Contactor 100HD\",'100HD-Metric'!M169,IF($C$9=\"Recharger 150XLHD\",'150XLHD-Metric'!M169,IF($C$9=\"Recharger 280HD\",'280HD-Metric'!M169,IF($C$9=\"Recharger 330XLHD\",'330XLHD-Metric'!M169,IF($C$9=\"Recharger 360HD\",'360HD-Metric'!R169,IF($C$9=\"Recharger 902HD\",'902HD-Metric'!R169,IF($C$9=\"Contactor Field Drain C-4HD\",'C-4HD-Metric'!I169,IF($C$9=\"Recharger 180HD\",'180HD-Metric'!M169,0))))))))","v":""},{"$f":"IF($C$9=\"Contactor 100HD\",'100HD-Metric'!O169,IF($C$9=\"Recharger 150XLHD\",'150XLHD-Metric'!O169,IF($C$9=\"Recharger 280HD\",'280HD-Metric'!O169,IF($C$9=\"Recharger 330XLHD\",'330XLHD-Metric'!O169,IF($C$9=\"Recharger 360HD\",'360HD-Metric'!T169,IF($C$9=\"Recharger 902HD\",'902HD-Metric'!T169,IF($C$9=\"Contactor Field Drain C-4HD\",'C-4HD-Metric'!K169,IF($C$9=\"Recharger 180HD\",'180HD-Metric'!O169,0))))))))","v":""}]
[null,{"$f":"IF($C$9=\"Contactor 100HD\",'100HD-Metric'!G170,IF($C$9=\"Recharger 150XLHD\",'150XLHD-Metric'!G170,IF($C$9=\"Recharger 280HD\",'280HD-Metric'!G170,IF($C$9=\"Recharger 330XLHD\",'330XLHD-Metric'!G170,IF($C$9=\"Recharger 360HD\",'360HD-Metric'!K170,IF($C$9=\"Recharger 902HD\",'902HD-Metric'!K170,IF($C$9=\"Contactor Field Drain C-4HD\",'C-4HD-Metric'!E170,IF($C$9=\"Recharger 180HD\",'180HD-Metric'!G170,0))))))))","v":""},{"$f":"IF($C$9=\"Contactor 100HD\",'100HD-Metric'!I170,IF($C$9=\"Recharger 150XLHD\",'150XLHD-Metric'!I170,IF($C$9=\"Recharger 280HD\",'280HD-Metric'!I170,IF($C$9=\"Recharger 330XLHD\",'330XLHD-Metric'!I170,IF($C$9=\"Recharger 360HD\",'360HD-Metric'!N170,IF($C$9=\"Recharger 902HD\",'902HD-Metric'!N170,IF($C$9=\"Recharger 180HD\",'180HD-Metric'!I170,\"\")))))))","v":""},null,{"$f":"IF($C$9=\"Contactor 100HD\",'100HD-Metric'!M170,IF($C$9=\"Recharger 150XLHD\",'150XLHD-Metric'!M170,IF($C$9=\"Recharger 280HD\",'280HD-Metric'!M170,IF($C$9=\"Recharger 330XLHD\",'330XLHD-Metric'!M170,IF($C$9=\"Recharger 360HD\",'360HD-Metric'!R170,IF($C$9=\"Recharger 902HD\",'902HD-Metric'!R170,IF($C$9=\"Contactor Field Drain C-4HD\",'C-4HD-Metric'!I170,IF($C$9=\"Recharger 180HD\",'180HD-Metric'!M170,0))))))))","v":""},{"$f":"IF($C$9=\"Contactor 100HD\",'100HD-Metric'!O170,IF($C$9=\"Recharger 150XLHD\",'150XLHD-Metric'!O170,IF($C$9=\"Recharger 280HD\",'280HD-Metric'!O170,IF($C$9=\"Recharger 330XLHD\",'330XLHD-Metric'!O170,IF($C$9=\"Recharger 360HD\",'360HD-Metric'!T170,IF($C$9=\"Recharger 902HD\",'902HD-Metric'!T170,IF($C$9=\"Contactor Field Drain C-4HD\",'C-4HD-Metric'!K170,IF($C$9=\"Recharger 180HD\",'180HD-Metric'!O170,0))))))))","v":""}]
[null,{"$f":"IF($C$9=\"Contactor 100HD\",'100HD-Metric'!G171,IF($C$9=\"Recharger 150XLHD\",'150XLHD-Metric'!G171,IF($C$9=\"Recharger 280HD\",'280HD-Metric'!G171,IF($C$9=\"Recharger 330XLHD\",'330XLHD-Metric'!G171,IF($C$9=\"Recharger 360HD\",'360HD-Metric'!K171,IF($C$9=\"Recharger 902HD\",'902HD-Metric'!K171,IF($C$9=\"Contactor Field Drain C-4HD\",'C-4HD-Metric'!E171,IF($C$9=\"Recharger 180HD\",'180HD-Metric'!G171,0))))))))","v":""},{"$f":"IF($C$9=\"Contactor 100HD\",'100HD-Metric'!I171,IF($C$9=\"Recharger 150XLHD\",'150XLHD-Metric'!I171,IF($C$9=\"Recharger 280HD\",'280HD-Metric'!I171,IF($C$9=\"Recharger 330XLHD\",'330XLHD-Metric'!I171,IF($C$9=\"Recharger 360HD\",'360HD-Metric'!N171,IF($C$9=\"Recharger 902HD\",'902HD-Metric'!N171,IF($C$9=\"Recharger 180HD\",'180HD-Metric'!I171,\"\")))))))","v":""},null,{"$f":"IF($C$9=\"Contactor 100HD\",'100HD-Metric'!M171,IF($C$9=\"Recharger 150XLHD\",'150XLHD-Metric'!M171,IF($C$9=\"Recharger 280HD\",'280HD-Metric'!M171,IF($C$9=\"Recharger 330XLHD\",'330XLHD-Metric'!M171,IF($C$9=\"Recharger 360HD\",'360HD-Metric'!R171,IF($C$9=\"Recharger 902HD\",'902HD-Metric'!R171,IF($C$9=\"Contactor Field Drain C-4HD\",'C-4HD-Metric'!I171,IF($C$9=\"Recharger 180HD\",'180HD-Metric'!M171,0))))))))","v":""},{"$f":"IF($C$9=\"Contactor 100HD\",'100HD-Metric'!O171,IF($C$9=\"Recharger 150XLHD\",'150XLHD-Metric'!O171,IF($C$9=\"Recharger 280HD\",'280HD-Metric'!O171,IF($C$9=\"Recharger 330XLHD\",'330XLHD-Metric'!O171,IF($C$9=\"Recharger 360HD\",'360HD-Metric'!T171,IF($C$9=\"Recharger 902HD\",'902HD-Metric'!T171,IF($C$9=\"Contactor Field Drain C-4HD\",'C-4HD-Metric'!K171,IF($C$9=\"Recharger 180HD\",'180HD-Metric'!O171,0))))))))","v":""}]
[null,{"$f":"IF($C$9=\"Contactor 100HD\",'100HD-Metric'!G172,IF($C$9=\"Recharger 150XLHD\",'150XLHD-Metric'!G172,IF($C$9=\"Recharger 280HD\",'280HD-Metric'!G172,IF($C$9=\"Recharger 330XLHD\",'330XLHD-Metric'!G172,IF($C$9=\"Recharger 360HD\",'360HD-Metric'!K172,IF($C$9=\"Recharger 902HD\",'902HD-Metric'!K172,IF($C$9=\"Contactor Field Drain C-4HD\",'C-4HD-Metric'!E172,IF($C$9=\"Recharger 180HD\",'180HD-Metric'!G172,0))))))))","v":""},{"$f":"IF($C$9=\"Contactor 100HD\",'100HD-Metric'!I172,IF($C$9=\"Recharger 150XLHD\",'150XLHD-Metric'!I172,IF($C$9=\"Recharger 280HD\",'280HD-Metric'!I172,IF($C$9=\"Recharger 330XLHD\",'330XLHD-Metric'!I172,IF($C$9=\"Recharger 360HD\",'360HD-Metric'!N172,IF($C$9=\"Recharger 902HD\",'902HD-Metric'!N172,IF($C$9=\"Recharger 180HD\",'180HD-Metric'!I172,\"\")))))))","v":""},null,{"$f":"IF($C$9=\"Contactor 100HD\",'100HD-Metric'!M172,IF($C$9=\"Recharger 150XLHD\",'150XLHD-Metric'!M172,IF($C$9=\"Recharger 280HD\",'280HD-Metric'!M172,IF($C$9=\"Recharger 330XLHD\",'330XLHD-Metric'!M172,IF($C$9=\"Recharger 360HD\",'360HD-Metric'!R172,IF($C$9=\"Recharger 902HD\",'902HD-Metric'!R172,IF($C$9=\"Contactor Field Drain C-4HD\",'C-4HD-Metric'!I172,IF($C$9=\"Recharger 180HD\",'180HD-Metric'!M172,0))))))))","v":""},{"$f":"IF($C$9=\"Contactor 100HD\",'100HD-Metric'!O172,IF($C$9=\"Recharger 150XLHD\",'150XLHD-Metric'!O172,IF($C$9=\"Recharger 280HD\",'280HD-Metric'!O172,IF($C$9=\"Recharger 330XLHD\",'330XLHD-Metric'!O172,IF($C$9=\"Recharger 360HD\",'360HD-Metric'!T172,IF($C$9=\"Recharger 902HD\",'902HD-Metric'!T172,IF($C$9=\"Contactor Field Drain C-4HD\",'C-4HD-Metric'!K172,IF($C$9=\"Recharger 180HD\",'180HD-Metric'!O172,0))))))))","v":""}]
[null,{"$f":"IF($C$9=\"Contactor 100HD\",'100HD-Metric'!G173,IF($C$9=\"Recharger 150XLHD\",'150XLHD-Metric'!G173,IF($C$9=\"Recharger 280HD\",'280HD-Metric'!G173,IF($C$9=\"Recharger 330XLHD\",'330XLHD-Metric'!G173,IF($C$9=\"Recharger 360HD\",'360HD-Metric'!K173,IF($C$9=\"Recharger 902HD\",'902HD-Metric'!K173,IF($C$9=\"Contactor Field Drain C-4HD\",'C-4HD-Metric'!E173,IF($C$9=\"Recharger 180HD\",'180HD-Metric'!G173,0))))))))","v":""},{"$f":"IF($C$9=\"Contactor 100HD\",'100HD-Metric'!I173,IF($C$9=\"Recharger 150XLHD\",'150XLHD-Metric'!I173,IF($C$9=\"Recharger 280HD\",'280HD-Metric'!I173,IF($C$9=\"Recharger 330XLHD\",'330XLHD-Metric'!I173,IF($C$9=\"Recharger 360HD\",'360HD-Metric'!N173,IF($C$9=\"Recharger 902HD\",'902HD-Metric'!N173,IF($C$9=\"Recharger 180HD\",'180HD-Metric'!I173,\"\")))))))","v":""},null,{"$f":"IF($C$9=\"Contactor 100HD\",'100HD-Metric'!M173,IF($C$9=\"Recharger 150XLHD\",'150XLHD-Metric'!M173,IF($C$9=\"Recharger 280HD\",'280HD-Metric'!M173,IF($C$9=\"Recharger 330XLHD\",'330XLHD-Metric'!M173,IF($C$9=\"Recharger 360HD\",'360HD-Metric'!R173,IF($C$9=\"Recharger 902HD\",'902HD-Metric'!R173,IF($C$9=\"Contactor Field Drain C-4HD\",'C-4HD-Metric'!I173,IF($C$9=\"Recharger 180HD\",'180HD-Metric'!M173,0))))))))","v":""},{"$f":"IF($C$9=\"Contactor 100HD\",'100HD-Metric'!O173,IF($C$9=\"Recharger 150XLHD\",'150XLHD-Metric'!O173,IF($C$9=\"Recharger 280HD\",'280HD-Metric'!O173,IF($C$9=\"Recharger 330XLHD\",'330XLHD-Metric'!O173,IF($C$9=\"Recharger 360HD\",'360HD-Metric'!T173,IF($C$9=\"Recharger 902HD\",'902HD-Metric'!T173,IF($C$9=\"Contactor Field Drain C-4HD\",'C-4HD-Metric'!K173,IF($C$9=\"Recharger 180HD\",'180HD-Metric'!O173,0))))))))","v":""}]
[null,{"$f":"IF($C$9=\"Contactor 100HD\",'100HD-Metric'!G174,IF($C$9=\"Recharger 150XLHD\",'150XLHD-Metric'!G174,IF($C$9=\"Recharger 280HD\",'280HD-Metric'!G174,IF($C$9=\"Recharger 330XLHD\",'330XLHD-Metric'!G174,IF($C$9=\"Recharger 360HD\",'360HD-Metric'!K174,IF($C$9=\"Recharger 902HD\",'902HD-Metric'!K174,IF($C$9=\"Contactor Field Drain C-4HD\",'C-4HD-Metric'!E174,IF($C$9=\"Recharger 180HD\",'180HD-Metric'!G174,0))))))))","v":""},{"$f":"IF($C$9=\"Contactor 100HD\",'100HD-Metric'!I174,IF($C$9=\"Recharger 150XLHD\",'150XLHD-Metric'!I174,IF($C$9=\"Recharger 280HD\",'280HD-Metric'!I174,IF($C$9=\"Recharger 330XLHD\",'330XLHD-Metric'!I174,IF($C$9=\"Recharger 360HD\",'360HD-Metric'!N174,IF($C$9=\"Recharger 902HD\",'902HD-Metric'!N174,IF($C$9=\"Recharger 180HD\",'180HD-Metric'!I174,\"\")))))))","v":""},null,{"$f":"IF($C$9=\"Contactor 100HD\",'100HD-Metric'!M174,IF($C$9=\"Recharger 150XLHD\",'150XLHD-Metric'!M174,IF($C$9=\"Recharger 280HD\",'280HD-Metric'!M174,IF($C$9=\"Recharger 330XLHD\",'330XLHD-Metric'!M174,IF($C$9=\"Recharger 360HD\",'360HD-Metric'!R174,IF($C$9=\"Recharger 902HD\",'902HD-Metric'!R174,IF($C$9=\"Contactor Field Drain C-4HD\",'C-4HD-Metric'!I174,IF($C$9=\"Recharger 180HD\",'180HD-Metric'!M174,0))))))))","v":""},{"$f":"IF($C$9=\"Contactor 100HD\",'100HD-Metric'!O174,IF($C$9=\"Recharger 150XLHD\",'150XLHD-Metric'!O174,IF($C$9=\"Recharger 280HD\",'280HD-Metric'!O174,IF($C$9=\"Recharger 330XLHD\",'330XLHD-Metric'!O174,IF($C$9=\"Recharger 360HD\",'360HD-Metric'!T174,IF($C$9=\"Recharger 902HD\",'902HD-Metric'!T174,IF($C$9=\"Contactor Field Drain C-4HD\",'C-4HD-Metric'!K174,IF($C$9=\"Recharger 180HD\",'180HD-Metric'!O174,0))))))))","v":""}]
[null,{"$f":"IF($C$9=\"Contactor 100HD\",'100HD-Metric'!G175,IF($C$9=\"Recharger 150XLHD\",'150XLHD-Metric'!G175,IF($C$9=\"Recharger 280HD\",'280HD-Metric'!G175,IF($C$9=\"Recharger 330XLHD\",'330XLHD-Metric'!G175,IF($C$9=\"Recharger 360HD\",'360HD-Metric'!K175,IF($C$9=\"Recharger 902HD\",'902HD-Metric'!K175,IF($C$9=\"Contactor Field Drain C-4HD\",'C-4HD-Metric'!E175,IF($C$9=\"Recharger 180HD\",'180HD-Metric'!G175,0))))))))","v":""},{"$f":"IF($C$9=\"Contactor 100HD\",'100HD-Metric'!I175,IF($C$9=\"Recharger 150XLHD\",'150XLHD-Metric'!I175,IF($C$9=\"Recharger 280HD\",'280HD-Metric'!I175,IF($C$9=\"Recharger 330XLHD\",'330XLHD-Metric'!I175,IF($C$9=\"Recharger 360HD\",'360HD-Metric'!N175,IF($C$9=\"Recharger 902HD\",'902HD-Metric'!N175,IF($C$9=\"Recharger 180HD\",'180HD-Metric'!I175,\"\")))))))","v":""},null,{"$f":"IF($C$9=\"Contactor 100HD\",'100HD-Metric'!M175,IF($C$9=\"Recharger 150XLHD\",'150XLHD-Metric'!M175,IF($C$9=\"Recharger 280HD\",'280HD-Metric'!M175,IF($C$9=\"Recharger 330XLHD\",'330XLHD-Metric'!M175,IF($C$9=\"Recharger 360HD\",'360HD-Metric'!R175,IF($C$9=\"Recharger 902HD\",'902HD-Metric'!R175,IF($C$9=\"Contactor Field Drain C-4HD\",'C-4HD-Metric'!I175,IF($C$9=\"Recharger 180HD\",'180HD-Metric'!M175,0))))))))","v":""},{"$f":"IF($C$9=\"Contactor 100HD\",'100HD-Metric'!O175,IF($C$9=\"Recharger 150XLHD\",'150XLHD-Metric'!O175,IF($C$9=\"Recharger 280HD\",'280HD-Metric'!O175,IF($C$9=\"Recharger 330XLHD\",'330XLHD-Metric'!O175,IF($C$9=\"Recharger 360HD\",'360HD-Metric'!T175,IF($C$9=\"Recharger 902HD\",'902HD-Metric'!T175,IF($C$9=\"Contactor Field Drain C-4HD\",'C-4HD-Metric'!K175,IF($C$9=\"Recharger 180HD\",'180HD-Metric'!O175,0))))))))","v":""}]
[null,{"$f":"IF($C$9=\"Contactor 100HD\",'100HD-Metric'!G176,IF($C$9=\"Recharger 150XLHD\",'150XLHD-Metric'!G176,IF($C$9=\"Recharger 280HD\",'280HD-Metric'!G176,IF($C$9=\"Recharger 330XLHD\",'330XLHD-Metric'!G176,IF($C$9=\"Recharger 360HD\",'360HD-Metric'!K176,IF($C$9=\"Recharger 902HD\",'902HD-Metric'!K176,IF($C$9=\"Contactor Field Drain C-4HD\",'C-4HD-Metric'!E176,IF($C$9=\"Recharger 180HD\",'180HD-Metric'!G176,0))))))))","v":""},{"$f":"IF($C$9=\"Contactor 100HD\",'100HD-Metric'!I176,IF($C$9=\"Recharger 150XLHD\",'150XLHD-Metric'!I176,IF($C$9=\"Recharger 280HD\",'280HD-Metric'!I176,IF($C$9=\"Recharger 330XLHD\",'330XLHD-Metric'!I176,IF($C$9=\"Recharger 360HD\",'360HD-Metric'!N176,IF($C$9=\"Recharger 902HD\",'902HD-Metric'!N176,IF($C$9=\"Recharger 180HD\",'180HD-Metric'!I176,\"\")))))))","v":""},null,{"$f":"IF($C$9=\"Contactor 100HD\",'100HD-Metric'!M176,IF($C$9=\"Recharger 150XLHD\",'150XLHD-Metric'!M176,IF($C$9=\"Recharger 280HD\",'280HD-Metric'!M176,IF($C$9=\"Recharger 330XLHD\",'330XLHD-Metric'!M176,IF($C$9=\"Recharger 360HD\",'360HD-Metric'!R176,IF($C$9=\"Recharger 902HD\",'902HD-Metric'!R176,IF($C$9=\"Contactor Field Drain C-4HD\",'C-4HD-Metric'!I176,IF($C$9=\"Recharger 180HD\",'180HD-Metric'!M176,0))))))))","v":""},{"$f":"IF($C$9=\"Contactor 100HD\",'100HD-Metric'!O176,IF($C$9=\"Recharger 150XLHD\",'150XLHD-Metric'!O176,IF($C$9=\"Recharger 280HD\",'280HD-Metric'!O176,IF($C$9=\"Recharger 330XLHD\",'330XLHD-Metric'!O176,IF($C$9=\"Recharger 360HD\",'360HD-Metric'!T176,IF($C$9=\"Recharger 902HD\",'902HD-Metric'!T176,IF($C$9=\"Contactor Field Drain C-4HD\",'C-4HD-Metric'!K176,IF($C$9=\"Recharger 180HD\",'180HD-Metric'!O176,0))))))))","v":""}]
[null,{"$f":"IF($C$9=\"Contactor 100HD\",'100HD-Metric'!G177,IF($C$9=\"Recharger 150XLHD\",'150XLHD-Metric'!G177,IF($C$9=\"Recharger 280HD\",'280HD-Metric'!G177,IF($C$9=\"Recharger 330XLHD\",'330XLHD-Metric'!G177,IF($C$9=\"Recharger 360HD\",'360HD-Metric'!K177,IF($C$9=\"Recharger 902HD\",'902HD-Metric'!K177,IF($C$9=\"Contactor Field Drain C-4HD\",'C-4HD-Metric'!E177,IF($C$9=\"Recharger 180HD\",'180HD-Metric'!G177,0))))))))","v":""},{"$f":"IF($C$9=\"Contactor 100HD\",'100HD-Metric'!I177,IF($C$9=\"Recharger 150XLHD\",'150XLHD-Metric'!I177,IF($C$9=\"Recharger 280HD\",'280HD-Metric'!I177,IF($C$9=\"Recharger 330XLHD\",'330XLHD-Metric'!I177,IF($C$9=\"Recharger 360HD\",'360HD-Metric'!N177,IF($C$9=\"Recharger 902HD\",'902HD-Metric'!N177,IF($C$9=\"Recharger 180HD\",'180HD-Metric'!I177,\"\")))))))","v":""},null,{"$f":"IF($C$9=\"Contactor 100HD\",'100HD-Metric'!M177,IF($C$9=\"Recharger 150XLHD\",'150XLHD-Metric'!M177,IF($C$9=\"Recharger 280HD\",'280HD-Metric'!M177,IF($C$9=\"Recharger 330XLHD\",'330XLHD-Metric'!M177,IF($C$9=\"Recharger 360HD\",'360HD-Metric'!R177,IF($C$9=\"Recharger 902HD\",'902HD-Metric'!R177,IF($C$9=\"Contactor Field Drain C-4HD\",'C-4HD-Metric'!I177,IF($C$9=\"Recharger 180HD\",'180HD-Metric'!M177,0))))))))","v":""},{"$f":"IF($C$9=\"Contactor 100HD\",'100HD-Metric'!O177,IF($C$9=\"Recharger 150XLHD\",'150XLHD-Metric'!O177,IF($C$9=\"Recharger 280HD\",'280HD-Metric'!O177,IF($C$9=\"Recharger 330XLHD\",'330XLHD-Metric'!O177,IF($C$9=\"Recharger 360HD\",'360HD-Metric'!T177,IF($C$9=\"Recharger 902HD\",'902HD-Metric'!T177,IF($C$9=\"Contactor Field Drain C-4HD\",'C-4HD-Metric'!K177,IF($C$9=\"Recharger 180HD\",'180HD-Metric'!O177,0))))))))","v":""}]
[null,{"$f":"IF($C$9=\"Contactor 100HD\",'100HD-Metric'!G178,IF($C$9=\"Recharger 150XLHD\",'150XLHD-Metric'!G178,IF($C$9=\"Recharger 280HD\",'280HD-Metric'!G178,IF($C$9=\"Recharger 330XLHD\",'330XLHD-Metric'!G178,IF($C$9=\"Recharger 360HD\",'360HD-Metric'!K178,IF($C$9=\"Recharger 902HD\",'902HD-Metric'!K178,IF($C$9=\"Contactor Field Drain C-4HD\",'C-4HD-Metric'!E178,IF($C$9=\"Recharger 180HD\",'180HD-Metric'!G178,0))))))))","v":""},{"$f":"IF($C$9=\"Contactor 100HD\",'100HD-Metric'!I178,IF($C$9=\"Recharger 150XLHD\",'150XLHD-Metric'!I178,IF($C$9=\"Recharger 280HD\",'280HD-Metric'!I178,IF($C$9=\"Recharger 330XLHD\",'330XLHD-Metric'!I178,IF($C$9=\"Recharger 360HD\",'360HD-Metric'!N178,IF($C$9=\"Recharger 902HD\",'902HD-Metric'!N178,IF($C$9=\"Recharger 180HD\",'180HD-Metric'!I178,\"\")))))))","v":""},null,{"$f":"IF($C$9=\"Contactor 100HD\",'100HD-Metric'!M178,IF($C$9=\"Recharger 150XLHD\",'150XLHD-Metric'!M178,IF($C$9=\"Recharger 280HD\",'280HD-Metric'!M178,IF($C$9=\"Recharger 330XLHD\",'330XLHD-Metric'!M178,IF($C$9=\"Recharger 360HD\",'360HD-Metric'!R178,IF($C$9=\"Recharger 902HD\",'902HD-Metric'!R178,IF($C$9=\"Contactor Field Drain C-4HD\",'C-4HD-Metric'!I178,IF($C$9=\"Recharger 180HD\",'180HD-Metric'!M178,0))))))))","v":""},{"$f":"IF($C$9=\"Contactor 100HD\",'100HD-Metric'!O178,IF($C$9=\"Recharger 150XLHD\",'150XLHD-Metric'!O178,IF($C$9=\"Recharger 280HD\",'280HD-Metric'!O178,IF($C$9=\"Recharger 330XLHD\",'330XLHD-Metric'!O178,IF($C$9=\"Recharger 360HD\",'360HD-Metric'!T178,IF($C$9=\"Recharger 902HD\",'902HD-Metric'!T178,IF($C$9=\"Contactor Field Drain C-4HD\",'C-4HD-Metric'!K178,IF($C$9=\"Recharger 180HD\",'180HD-Metric'!O178,0))))))))","v":""}]
[null,{"$f":"IF($C$9=\"Contactor 100HD\",'100HD-Metric'!G179,IF($C$9=\"Recharger 150XLHD\",'150XLHD-Metric'!G179,IF($C$9=\"Recharger 280HD\",'280HD-Metric'!G179,IF($C$9=\"Recharger 330XLHD\",'330XLHD-Metric'!G179,IF($C$9=\"Recharger 360HD\",'360HD-Metric'!K179,IF($C$9=\"Recharger 902HD\",'902HD-Metric'!K179,IF($C$9=\"Contactor Field Drain C-4HD\",'C-4HD-Metric'!E179,IF($C$9=\"Recharger 180HD\",'180HD-Metric'!G179,0))))))))","v":""},{"$f":"IF($C$9=\"Contactor 100HD\",'100HD-Metric'!I179,IF($C$9=\"Recharger 150XLHD\",'150XLHD-Metric'!I179,IF($C$9=\"Recharger 280HD\",'280HD-Metric'!I179,IF($C$9=\"Recharger 330XLHD\",'330XLHD-Metric'!I179,IF($C$9=\"Recharger 360HD\",'360HD-Metric'!N179,IF($C$9=\"Recharger 902HD\",'902HD-Metric'!N179,IF($C$9=\"Recharger 180HD\",'180HD-Metric'!I179,\"\")))))))","v":""},null,{"$f":"IF($C$9=\"Contactor 100HD\",'100HD-Metric'!M179,IF($C$9=\"Recharger 150XLHD\",'150XLHD-Metric'!M179,IF($C$9=\"Recharger 280HD\",'280HD-Metric'!M179,IF($C$9=\"Recharger 330XLHD\",'330XLHD-Metric'!M179,IF($C$9=\"Recharger 360HD\",'360HD-Metric'!R179,IF($C$9=\"Recharger 902HD\",'902HD-Metric'!R179,IF($C$9=\"Contactor Field Drain C-4HD\",'C-4HD-Metric'!I179,IF($C$9=\"Recharger 180HD\",'180HD-Metric'!M179,0))))))))","v":""},{"$f":"IF($C$9=\"Contactor 100HD\",'100HD-Metric'!O179,IF($C$9=\"Recharger 150XLHD\",'150XLHD-Metric'!O179,IF($C$9=\"Recharger 280HD\",'280HD-Metric'!O179,IF($C$9=\"Recharger 330XLHD\",'330XLHD-Metric'!O179,IF($C$9=\"Recharger 360HD\",'360HD-Metric'!T179,IF($C$9=\"Recharger 902HD\",'902HD-Metric'!T179,IF($C$9=\"Contactor Field Drain C-4HD\",'C-4HD-Metric'!K179,IF($C$9=\"Recharger 180HD\",'180HD-Metric'!O179,0))))))))","v":""}]
[null,{"$f":"IF($C$9=\"Contactor 100HD\",'100HD-Metric'!G180,IF($C$9=\"Recharger 150XLHD\",'150XLHD-Metric'!G180,IF($C$9=\"Recharger 280HD\",'280HD-Metric'!G180,IF($C$9=\"Recharger 330XLHD\",'330XLHD-Metric'!G180,IF($C$9=\"Recharger 360HD\",'360HD-Metric'!K180,IF($C$9=\"Recharger 902HD\",'902HD-Metric'!K180,IF($C$9=\"Contactor Field Drain C-4HD\",'C-4HD-Metric'!E180,IF($C$9=\"Recharger 180HD\",'180HD-Metric'!G180,0))))))))","v":""},{"$f":"IF($C$9=\"Contactor 100HD\",'100HD-Metric'!I180,IF($C$9=\"Recharger 150XLHD\",'150XLHD-Metric'!I180,IF($C$9=\"Recharger 280HD\",'280HD-Metric'!I180,IF($C$9=\"Recharger 330XLHD\",'330XLHD-Metric'!I180,IF($C$9=\"Recharger 360HD\",'360HD-Metric'!N180,IF($C$9=\"Recharger 902HD\",'902HD-Metric'!N180,IF($C$9=\"Recharger 180HD\",'180HD-Metric'!I180,\"\")))))))","v":""},null,{"$f":"IF($C$9=\"Contactor 100HD\",'100HD-Metric'!M180,IF($C$9=\"Recharger 150XLHD\",'150XLHD-Metric'!M180,IF($C$9=\"Recharger 280HD\",'280HD-Metric'!M180,IF($C$9=\"Recharger 330XLHD\",'330XLHD-Metric'!M180,IF($C$9=\"Recharger 360HD\",'360HD-Metric'!R180,IF($C$9=\"Recharger 902HD\",'902HD-Metric'!R180,IF($C$9=\"Contactor Field Drain C-4HD\",'C-4HD-Metric'!I180,IF($C$9=\"Recharger 180HD\",'180HD-Metric'!M180,0))))))))","v":""},{"$f":"IF($C$9=\"Contactor 100HD\",'100HD-Metric'!O180,IF($C$9=\"Recharger 150XLHD\",'150XLHD-Metric'!O180,IF($C$9=\"Recharger 280HD\",'280HD-Metric'!O180,IF($C$9=\"Recharger 330XLHD\",'330XLHD-Metric'!O180,IF($C$9=\"Recharger 360HD\",'360HD-Metric'!T180,IF($C$9=\"Recharger 902HD\",'902HD-Metric'!T180,IF($C$9=\"Contactor Field Drain C-4HD\",'C-4HD-Metric'!K180,IF($C$9=\"Recharger 180HD\",'180HD-Metric'!O180,0))))))))","v":""}]
[null,{"$f":"IF($C$9=\"Contactor 100HD\",'100HD-Metric'!G181,IF($C$9=\"Recharger 150XLHD\",'150XLHD-Metric'!G181,IF($C$9=\"Recharger 280HD\",'280HD-Metric'!G181,IF($C$9=\"Recharger 330XLHD\",'330XLHD-Metric'!G181,IF($C$9=\"Recharger 360HD\",'360HD-Metric'!K181,IF($C$9=\"Recharger 902HD\",'902HD-Metric'!K181,IF($C$9=\"Contactor Field Drain C-4HD\",'C-4HD-Metric'!E181,IF($C$9=\"Recharger 180HD\",'180HD-Metric'!G181,0))))))))","v":""},{"$f":"IF($C$9=\"Contactor 100HD\",'100HD-Metric'!I181,IF($C$9=\"Recharger 150XLHD\",'150XLHD-Metric'!I181,IF($C$9=\"Recharger 280HD\",'280HD-Metric'!I181,IF($C$9=\"Recharger 330XLHD\",'330XLHD-Metric'!I181,IF($C$9=\"Recharger 360HD\",'360HD-Metric'!N181,IF($C$9=\"Recharger 902HD\",'902HD-Metric'!N181,IF($C$9=\"Recharger 180HD\",'180HD-Metric'!I181,\"\")))))))","v":""},null,{"$f":"IF($C$9=\"Contactor 100HD\",'100HD-Metric'!M181,IF($C$9=\"Recharger 150XLHD\",'150XLHD-Metric'!M181,IF($C$9=\"Recharger 280HD\",'280HD-Metric'!M181,IF($C$9=\"Recharger 330XLHD\",'330XLHD-Metric'!M181,IF($C$9=\"Recharger 360HD\",'360HD-Metric'!R181,IF($C$9=\"Recharger 902HD\",'902HD-Metric'!R181,IF($C$9=\"Contactor Field Drain C-4HD\",'C-4HD-Metric'!I181,IF($C$9=\"Recharger 180HD\",'180HD-Metric'!M181,0))))))))","v":""},{"$f":"IF($C$9=\"Contactor 100HD\",'100HD-Metric'!O181,IF($C$9=\"Recharger 150XLHD\",'150XLHD-Metric'!O181,IF($C$9=\"Recharger 280HD\",'280HD-Metric'!O181,IF($C$9=\"Recharger 330XLHD\",'330XLHD-Metric'!O181,IF($C$9=\"Recharger 360HD\",'360HD-Metric'!T181,IF($C$9=\"Recharger 902HD\",'902HD-Metric'!T181,IF($C$9=\"Contactor Field Drain C-4HD\",'C-4HD-Metric'!K181,IF($C$9=\"Recharger 180HD\",'180HD-Metric'!O181,0))))))))","v":""}]
[null,{"$f":"IF($C$9=\"Contactor 100HD\",'100HD-Metric'!G182,IF($C$9=\"Recharger 150XLHD\",'150XLHD-Metric'!G182,IF($C$9=\"Recharger 280HD\",'280HD-Metric'!G182,IF($C$9=\"Recharger 330XLHD\",'330XLHD-Metric'!G182,IF($C$9=\"Recharger 360HD\",'360HD-Metric'!K182,IF($C$9=\"Recharger 902HD\",'902HD-Metric'!K182,IF($C$9=\"Contactor Field Drain C-4HD\",'C-4HD-Metric'!E182,IF($C$9=\"Recharger 180HD\",'180HD-Metric'!G182,0))))))))","v":""},{"$f":"IF($C$9=\"Contactor 100HD\",'100HD-Metric'!I182,IF($C$9=\"Recharger 150XLHD\",'150XLHD-Metric'!I182,IF($C$9=\"Recharger 280HD\",'280HD-Metric'!I182,IF($C$9=\"Recharger 330XLHD\",'330XLHD-Metric'!I182,IF($C$9=\"Recharger 360HD\",'360HD-Metric'!N182,IF($C$9=\"Recharger 902HD\",'902HD-Metric'!N182,IF($C$9=\"Recharger 180HD\",'180HD-Metric'!I182,\"\")))))))","v":""},null,{"$f":"IF($C$9=\"Contactor 100HD\",'100HD-Metric'!M182,IF($C$9=\"Recharger 150XLHD\",'150XLHD-Metric'!M182,IF($C$9=\"Recharger 280HD\",'280HD-Metric'!M182,IF($C$9=\"Recharger 330XLHD\",'330XLHD-Metric'!M182,IF($C$9=\"Recharger 360HD\",'360HD-Metric'!R182,IF($C$9=\"Recharger 902HD\",'902HD-Metric'!R182,IF($C$9=\"Contactor Field Drain C-4HD\",'C-4HD-Metric'!I182,IF($C$9=\"Recharger 180HD\",'180HD-Metric'!M182,0))))))))","v":""},{"$f":"IF($C$9=\"Contactor 100HD\",'100HD-Metric'!O182,IF($C$9=\"Recharger 150XLHD\",'150XLHD-Metric'!O182,IF($C$9=\"Recharger 280HD\",'280HD-Metric'!O182,IF($C$9=\"Recharger 330XLHD\",'330XLHD-Metric'!O182,IF($C$9=\"Recharger 360HD\",'360HD-Metric'!T182,IF($C$9=\"Recharger 902HD\",'902HD-Metric'!T182,IF($C$9=\"Contactor Field Drain C-4HD\",'C-4HD-Metric'!K182,IF($C$9=\"Recharger 180HD\",'180HD-Metric'!O182,0))))))))","v":""}]
[null,{"$f":"IF($C$9=\"Contactor 100HD\",'100HD-Metric'!G183,IF($C$9=\"Recharger 150XLHD\",'150XLHD-Metric'!G183,IF($C$9=\"Recharger 280HD\",'280HD-Metric'!G183,IF($C$9=\"Recharger 330XLHD\",'330XLHD-Metric'!G183,IF($C$9=\"Recharger 360HD\",'360HD-Metric'!K183,IF($C$9=\"Recharger 902HD\",'902HD-Metric'!K183,IF($C$9=\"Contactor Field Drain C-4HD\",'C-4HD-Metric'!E183,IF($C$9=\"Recharger 180HD\",'180HD-Metric'!G183,0))))))))","v":""},{"$f":"IF($C$9=\"Contactor 100HD\",'100HD-Metric'!I183,IF($C$9=\"Recharger 150XLHD\",'150XLHD-Metric'!I183,IF($C$9=\"Recharger 280HD\",'280HD-Metric'!I183,IF($C$9=\"Recharger 330XLHD\",'330XLHD-Metric'!I183,IF($C$9=\"Recharger 360HD\",'360HD-Metric'!N183,IF($C$9=\"Recharger 902HD\",'902HD-Metric'!N183,IF($C$9=\"Recharger 180HD\",'180HD-Metric'!I183,\"\")))))))","v":""},null,{"$f":"IF($C$9=\"Contactor 100HD\",'100HD-Metric'!M183,IF($C$9=\"Recharger 150XLHD\",'150XLHD-Metric'!M183,IF($C$9=\"Recharger 280HD\",'280HD-Metric'!M183,IF($C$9=\"Recharger 330XLHD\",'330XLHD-Metric'!M183,IF($C$9=\"Recharger 360HD\",'360HD-Metric'!R183,IF($C$9=\"Recharger 902HD\",'902HD-Metric'!R183,IF($C$9=\"Contactor Field Drain C-4HD\",'C-4HD-Metric'!I183,IF($C$9=\"Recharger 180HD\",'180HD-Metric'!M183,0))))))))","v":""},{"$f":"IF($C$9=\"Contactor 100HD\",'100HD-Metric'!O183,IF($C$9=\"Recharger 150XLHD\",'150XLHD-Metric'!O183,IF($C$9=\"Recharger 280HD\",'280HD-Metric'!O183,IF($C$9=\"Recharger 330XLHD\",'330XLHD-Metric'!O183,IF($C$9=\"Recharger 360HD\",'360HD-Metric'!T183,IF($C$9=\"Recharger 902HD\",'902HD-Metric'!T183,IF($C$9=\"Contactor Field Drain C-4HD\",'C-4HD-Metric'!K183,IF($C$9=\"Recharger 180HD\",'180HD-Metric'!O183,0))))))))","v":""}]
[null,{"$f":"IF($C$9=\"Contactor 100HD\",'100HD-Metric'!G184,IF($C$9=\"Recharger 150XLHD\",'150XLHD-Metric'!G184,IF($C$9=\"Recharger 280HD\",'280HD-Metric'!G184,IF($C$9=\"Recharger 330XLHD\",'330XLHD-Metric'!G184,IF($C$9=\"Recharger 360HD\",'360HD-Metric'!K184,IF($C$9=\"Recharger 902HD\",'902HD-Metric'!K184,IF($C$9=\"Contactor Field Drain C-4HD\",'C-4HD-Metric'!E184,IF($C$9=\"Recharger 180HD\",'180HD-Metric'!G184,0))))))))","v":""},{"$f":"IF($C$9=\"Contactor 100HD\",'100HD-Metric'!I184,IF($C$9=\"Recharger 150XLHD\",'150XLHD-Metric'!I184,IF($C$9=\"Recharger 280HD\",'280HD-Metric'!I184,IF($C$9=\"Recharger 330XLHD\",'330XLHD-Metric'!I184,IF($C$9=\"Recharger 360HD\",'360HD-Metric'!N184,IF($C$9=\"Recharger 902HD\",'902HD-Metric'!N184,IF($C$9=\"Recharger 180HD\",'180HD-Metric'!I184,\"\")))))))","v":""},null,{"$f":"IF($C$9=\"Contactor 100HD\",'100HD-Metric'!M184,IF($C$9=\"Recharger 150XLHD\",'150XLHD-Metric'!M184,IF($C$9=\"Recharger 280HD\",'280HD-Metric'!M184,IF($C$9=\"Recharger 330XLHD\",'330XLHD-Metric'!M184,IF($C$9=\"Recharger 360HD\",'360HD-Metric'!R184,IF($C$9=\"Recharger 902HD\",'902HD-Metric'!R184,IF($C$9=\"Contactor Field Drain C-4HD\",'C-4HD-Metric'!I184,IF($C$9=\"Recharger 180HD\",'180HD-Metric'!M184,0))))))))","v":""},{"$f":"IF($C$9=\"Contactor 100HD\",'100HD-Metric'!O184,IF($C$9=\"Recharger 150XLHD\",'150XLHD-Metric'!O184,IF($C$9=\"Recharger 280HD\",'280HD-Metric'!O184,IF($C$9=\"Recharger 330XLHD\",'330XLHD-Metric'!O184,IF($C$9=\"Recharger 360HD\",'360HD-Metric'!T184,IF($C$9=\"Recharger 902HD\",'902HD-Metric'!T184,IF($C$9=\"Contactor Field Drain C-4HD\",'C-4HD-Metric'!K184,IF($C$9=\"Recharger 180HD\",'180HD-Metric'!O184,0))))))))","v":""}]
[null,{"$f":"IF($C$9=\"Contactor 100HD\",'100HD-Metric'!G185,IF($C$9=\"Recharger 150XLHD\",'150XLHD-Metric'!G185,IF($C$9=\"Recharger 280HD\",'280HD-Metric'!G185,IF($C$9=\"Recharger 330XLHD\",'330XLHD-Metric'!G185,IF($C$9=\"Recharger 360HD\",'360HD-Metric'!K185,IF($C$9=\"Recharger 902HD\",'902HD-Metric'!K185,IF($C$9=\"Contactor Field Drain C-4HD\",'C-4HD-Metric'!E185,IF($C$9=\"Recharger 180HD\",'180HD-Metric'!G185,0))))))))","v":""},{"$f":"IF($C$9=\"Contactor 100HD\",'100HD-Metric'!I185,IF($C$9=\"Recharger 150XLHD\",'150XLHD-Metric'!I185,IF($C$9=\"Recharger 280HD\",'280HD-Metric'!I185,IF($C$9=\"Recharger 330XLHD\",'330XLHD-Metric'!I185,IF($C$9=\"Recharger 360HD\",'360HD-Metric'!N185,IF($C$9=\"Recharger 902HD\",'902HD-Metric'!N185,IF($C$9=\"Recharger 180HD\",'180HD-Metric'!I185,\"\")))))))","v":""},null,{"$f":"IF($C$9=\"Contactor 100HD\",'100HD-Metric'!M185,IF($C$9=\"Recharger 150XLHD\",'150XLHD-Metric'!M185,IF($C$9=\"Recharger 280HD\",'280HD-Metric'!M185,IF($C$9=\"Recharger 330XLHD\",'330XLHD-Metric'!M185,IF($C$9=\"Recharger 360HD\",'360HD-Metric'!R185,IF($C$9=\"Recharger 902HD\",'902HD-Metric'!R185,IF($C$9=\"Contactor Field Drain C-4HD\",'C-4HD-Metric'!I185,IF($C$9=\"Recharger 180HD\",'180HD-Metric'!M185,0))))))))","v":""},{"$f":"IF($C$9=\"Contactor 100HD\",'100HD-Metric'!O185,IF($C$9=\"Recharger 150XLHD\",'150XLHD-Metric'!O185,IF($C$9=\"Recharger 280HD\",'280HD-Metric'!O185,IF($C$9=\"Recharger 330XLHD\",'330XLHD-Metric'!O185,IF($C$9=\"Recharger 360HD\",'360HD-Metric'!T185,IF($C$9=\"Recharger 902HD\",'902HD-Metric'!T185,IF($C$9=\"Contactor Field Drain C-4HD\",'C-4HD-Metric'!K185,IF($C$9=\"Recharger 180HD\",'180HD-Metric'!O185,0))))))))","v":""}]
[null,{"$f":"IF($C$9=\"Contactor 100HD\",'100HD-Metric'!G186,IF($C$9=\"Recharger 150XLHD\",'150XLHD-Metric'!G186,IF($C$9=\"Recharger 280HD\",'280HD-Metric'!G186,IF($C$9=\"Recharger 330XLHD\",'330XLHD-Metric'!G186,IF($C$9=\"Recharger 360HD\",'360HD-Metric'!K186,IF($C$9=\"Recharger 902HD\",'902HD-Metric'!K186,IF($C$9=\"Contactor Field Drain C-4HD\",'C-4HD-Metric'!E186,IF($C$9=\"Recharger 180HD\",'180HD-Metric'!G186,0))))))))","v":""},{"$f":"IF($C$9=\"Contactor 100HD\",'100HD-Metric'!I186,IF($C$9=\"Recharger 150XLHD\",'150XLHD-Metric'!I186,IF($C$9=\"Recharger 280HD\",'280HD-Metric'!I186,IF($C$9=\"Recharger 330XLHD\",'330XLHD-Metric'!I186,IF($C$9=\"Recharger 360HD\",'360HD-Metric'!N186,IF($C$9=\"Recharger 902HD\",'902HD-Metric'!N186,IF($C$9=\"Recharger 180HD\",'180HD-Metric'!I186,\"\")))))))","v":""},null,{"$f":"IF($C$9=\"Contactor 100HD\",'100HD-Metric'!M186,IF($C$9=\"Recharger 150XLHD\",'150XLHD-Metric'!M186,IF($C$9=\"Recharger 280HD\",'280HD-Metric'!M186,IF($C$9=\"Recharger 330XLHD\",'330XLHD-Metric'!M186,IF($C$9=\"Recharger 360HD\",'360HD-Metric'!R186,IF($C$9=\"Recharger 902HD\",'902HD-Metric'!R186,IF($C$9=\"Contactor Field Drain C-4HD\",'C-4HD-Metric'!I186,IF($C$9=\"Recharger 180HD\",'180HD-Metric'!M186,0))))))))","v":""},{"$f":"IF($C$9=\"Contactor 100HD\",'100HD-Metric'!O186,IF($C$9=\"Recharger 150XLHD\",'150XLHD-Metric'!O186,IF($C$9=\"Recharger 280HD\",'280HD-Metric'!O186,IF($C$9=\"Recharger 330XLHD\",'330XLHD-Metric'!O186,IF($C$9=\"Recharger 360HD\",'360HD-Metric'!T186,IF($C$9=\"Recharger 902HD\",'902HD-Metric'!T186,IF($C$9=\"Contactor Field Drain C-4HD\",'C-4HD-Metric'!K186,IF($C$9=\"Recharger 180HD\",'180HD-Metric'!O186,0))))))))","v":""}]
[null,{"$f":"IF($C$9=\"Contactor 100HD\",'100HD-Metric'!G187,IF($C$9=\"Recharger 150XLHD\",'150XLHD-Metric'!G187,IF($C$9=\"Recharger 280HD\",'280HD-Metric'!G187,IF($C$9=\"Recharger 330XLHD\",'330XLHD-Metric'!G187,IF($C$9=\"Recharger 360HD\",'360HD-Metric'!K187,IF($C$9=\"Recharger 902HD\",'902HD-Metric'!K187,IF($C$9=\"Contactor Field Drain C-4HD\",'C-4HD-Metric'!E187,IF($C$9=\"Recharger 180HD\",'180HD-Metric'!G187,0))))))))","v":""},{"$f":"IF($C$9=\"Contactor 100HD\",'100HD-Metric'!I187,IF($C$9=\"Recharger 150XLHD\",'150XLHD-Metric'!I187,IF($C$9=\"Recharger 280HD\",'280HD-Metric'!I187,IF($C$9=\"Recharger 330XLHD\",'330XLHD-Metric'!I187,IF($C$9=\"Recharger 360HD\",'360HD-Metric'!N187,IF($C$9=\"Recharger 902HD\",'902HD-Metric'!N187,IF($C$9=\"Recharger 180HD\",'180HD-Metric'!I187,\"\")))))))","v":""},null,{"$f":"IF($C$9=\"Contactor 100HD\",'100HD-Metric'!M187,IF($C$9=\"Recharger 150XLHD\",'150XLHD-Metric'!M187,IF($C$9=\"Recharger 280HD\",'280HD-Metric'!M187,IF($C$9=\"Recharger 330XLHD\",'330XLHD-Metric'!M187,IF($C$9=\"Recharger 360HD\",'360HD-Metric'!R187,IF($C$9=\"Recharger 902HD\",'902HD-Metric'!R187,IF($C$9=\"Contactor Field Drain C-4HD\",'C-4HD-Metric'!I187,IF($C$9=\"Recharger 180HD\",'180HD-Metric'!M187,0))))))))","v":""},{"$f":"IF($C$9=\"Contactor 100HD\",'100HD-Metric'!O187,IF($C$9=\"Recharger 150XLHD\",'150XLHD-Metric'!O187,IF($C$9=\"Recharger 280HD\",'280HD-Metric'!O187,IF($C$9=\"Recharger 330XLHD\",'330XLHD-Metric'!O187,IF($C$9=\"Recharger 360HD\",'360HD-Metric'!T187,IF($C$9=\"Recharger 902HD\",'902HD-Metric'!T187,IF($C$9=\"Contactor Field Drain C-4HD\",'C-4HD-Metric'!K187,IF($C$9=\"Recharger 180HD\",'180HD-Metric'!O187,0))))))))","v":""}]
[null,{"$f":"IF($C$9=\"Contactor 100HD\",'100HD-Metric'!G188,IF($C$9=\"Recharger 150XLHD\",'150XLHD-Metric'!G188,IF($C$9=\"Recharger 280HD\",'280HD-Metric'!G188,IF($C$9=\"Recharger 330XLHD\",'330XLHD-Metric'!G188,IF($C$9=\"Recharger 360HD\",'360HD-Metric'!K188,IF($C$9=\"Recharger 902HD\",'902HD-Metric'!K188,IF($C$9=\"Contactor Field Drain C-4HD\",'C-4HD-Metric'!E188,IF($C$9=\"Recharger 180HD\",'180HD-Metric'!G188,0))))))))","v":""},{"$f":"IF($C$9=\"Contactor 100HD\",'100HD-Metric'!I188,IF($C$9=\"Recharger 150XLHD\",'150XLHD-Metric'!I188,IF($C$9=\"Recharger 280HD\",'280HD-Metric'!I188,IF($C$9=\"Recharger 330XLHD\",'330XLHD-Metric'!I188,IF($C$9=\"Recharger 360HD\",'360HD-Metric'!N188,IF($C$9=\"Recharger 902HD\",'902HD-Metric'!N188,IF($C$9=\"Recharger 180HD\",'180HD-Metric'!I188,\"\")))))))","v":""},null,{"$f":"IF($C$9=\"Contactor 100HD\",'100HD-Metric'!M188,IF($C$9=\"Recharger 150XLHD\",'150XLHD-Metric'!M188,IF($C$9=\"Recharger 280HD\",'280HD-Metric'!M188,IF($C$9=\"Recharger 330XLHD\",'330XLHD-Metric'!M188,IF($C$9=\"Recharger 360HD\",'360HD-Metric'!R188,IF($C$9=\"Recharger 902HD\",'902HD-Metric'!R188,IF($C$9=\"Contactor Field Drain C-4HD\",'C-4HD-Metric'!I188,IF($C$9=\"Recharger 180HD\",'180HD-Metric'!M188,0))))))))","v":""},{"$f":"IF($C$9=\"Contactor 100HD\",'100HD-Metric'!O188,IF($C$9=\"Recharger 150XLHD\",'150XLHD-Metric'!O188,IF($C$9=\"Recharger 280HD\",'280HD-Metric'!O188,IF($C$9=\"Recharger 330XLHD\",'330XLHD-Metric'!O188,IF($C$9=\"Recharger 360HD\",'360HD-Metric'!T188,IF($C$9=\"Recharger 902HD\",'902HD-Metric'!T188,IF($C$9=\"Contactor Field Drain C-4HD\",'C-4HD-Metric'!K188,IF($C$9=\"Recharger 180HD\",'180HD-Metric'!O188,0))))))))","v":""}]
[null,{"$f":"IF($C$9=\"Contactor 100HD\",'100HD-Metric'!G189,IF($C$9=\"Recharger 150XLHD\",'150XLHD-Metric'!G189,IF($C$9=\"Recharger 280HD\",'280HD-Metric'!G189,IF($C$9=\"Recharger 330XLHD\",'330XLHD-Metric'!G189,IF($C$9=\"Recharger 360HD\",'360HD-Metric'!K189,IF($C$9=\"Recharger 902HD\",'902HD-Metric'!K189,IF($C$9=\"Contactor Field Drain C-4HD\",'C-4HD-Metric'!E189,IF($C$9=\"Recharger 180HD\",'180HD-Metric'!G189,0))))))))","v":""},{"$f":"IF($C$9=\"Contactor 100HD\",'100HD-Metric'!I189,IF($C$9=\"Recharger 150XLHD\",'150XLHD-Metric'!I189,IF($C$9=\"Recharger 280HD\",'280HD-Metric'!I189,IF($C$9=\"Recharger 330XLHD\",'330XLHD-Metric'!I189,IF($C$9=\"Recharger 360HD\",'360HD-Metric'!N189,IF($C$9=\"Recharger 902HD\",'902HD-Metric'!N189,IF($C$9=\"Recharger 180HD\",'180HD-Metric'!I189,\"\")))))))","v":""},null,{"$f":"IF($C$9=\"Contactor 100HD\",'100HD-Metric'!M189,IF($C$9=\"Recharger 150XLHD\",'150XLHD-Metric'!M189,IF($C$9=\"Recharger 280HD\",'280HD-Metric'!M189,IF($C$9=\"Recharger 330XLHD\",'330XLHD-Metric'!M189,IF($C$9=\"Recharger 360HD\",'360HD-Metric'!R189,IF($C$9=\"Recharger 902HD\",'902HD-Metric'!R189,IF($C$9=\"Contactor Field Drain C-4HD\",'C-4HD-Metric'!I189,IF($C$9=\"Recharger 180HD\",'180HD-Metric'!M189,0))))))))","v":""},{"$f":"IF($C$9=\"Contactor 100HD\",'100HD-Metric'!O189,IF($C$9=\"Recharger 150XLHD\",'150XLHD-Metric'!O189,IF($C$9=\"Recharger 280HD\",'280HD-Metric'!O189,IF($C$9=\"Recharger 330XLHD\",'330XLHD-Metric'!O189,IF($C$9=\"Recharger 360HD\",'360HD-Metric'!T189,IF($C$9=\"Recharger 902HD\",'902HD-Metric'!T189,IF($C$9=\"Contactor Field Drain C-4HD\",'C-4HD-Metric'!K189,IF($C$9=\"Recharger 180HD\",'180HD-Metric'!O189,0))))))))","v":""}]
[null,{"$f":"IF($C$9=\"Contactor 100HD\",'100HD-Metric'!G190,IF($C$9=\"Recharger 150XLHD\",'150XLHD-Metric'!G190,IF($C$9=\"Recharger 280HD\",'280HD-Metric'!G190,IF($C$9=\"Recharger 330XLHD\",'330XLHD-Metric'!G190,IF($C$9=\"Recharger 360HD\",'360HD-Metric'!K190,IF($C$9=\"Recharger 902HD\",'902HD-Metric'!K190,IF($C$9=\"Contactor Field Drain C-4HD\",'C-4HD-Metric'!E190,IF($C$9=\"Recharger 180HD\",'180HD-Metric'!G190,0))))))))","v":""},{"$f":"IF($C$9=\"Contactor 100HD\",'100HD-Metric'!I190,IF($C$9=\"Recharger 150XLHD\",'150XLHD-Metric'!I190,IF($C$9=\"Recharger 280HD\",'280HD-Metric'!I190,IF($C$9=\"Recharger 330XLHD\",'330XLHD-Metric'!I190,IF($C$9=\"Recharger 360HD\",'360HD-Metric'!N190,IF($C$9=\"Recharger 902HD\",'902HD-Metric'!N190,IF($C$9=\"Recharger 180HD\",'180HD-Metric'!I190,\"\")))))))","v":""},null,{"$f":"IF($C$9=\"Contactor 100HD\",'100HD-Metric'!M190,IF($C$9=\"Recharger 150XLHD\",'150XLHD-Metric'!M190,IF($C$9=\"Recharger 280HD\",'280HD-Metric'!M190,IF($C$9=\"Recharger 330XLHD\",'330XLHD-Metric'!M190,IF($C$9=\"Recharger 360HD\",'360HD-Metric'!R190,IF($C$9=\"Recharger 902HD\",'902HD-Metric'!R190,IF($C$9=\"Contactor Field Drain C-4HD\",'C-4HD-Metric'!I190,IF($C$9=\"Recharger 180HD\",'180HD-Metric'!M190,0))))))))","v":""},{"$f":"IF($C$9=\"Contactor 100HD\",'100HD-Metric'!O190,IF($C$9=\"Recharger 150XLHD\",'150XLHD-Metric'!O190,IF($C$9=\"Recharger 280HD\",'280HD-Metric'!O190,IF($C$9=\"Recharger 330XLHD\",'330XLHD-Metric'!O190,IF($C$9=\"Recharger 360HD\",'360HD-Metric'!T190,IF($C$9=\"Recharger 902HD\",'902HD-Metric'!T190,IF($C$9=\"Contactor Field Drain C-4HD\",'C-4HD-Metric'!K190,IF($C$9=\"Recharger 180HD\",'180HD-Metric'!O190,0))))))))","v":""}]
[null,{"$f":"IF($C$9=\"Contactor 100HD\",'100HD-Metric'!G191,IF($C$9=\"Recharger 150XLHD\",'150XLHD-Metric'!G191,IF($C$9=\"Recharger 280HD\",'280HD-Metric'!G191,IF($C$9=\"Recharger 330XLHD\",'330XLHD-Metric'!G191,IF($C$9=\"Recharger 360HD\",'360HD-Metric'!K191,IF($C$9=\"Recharger 902HD\",'902HD-Metric'!K191,IF($C$9=\"Contactor Field Drain C-4HD\",'C-4HD-Metric'!E191,IF($C$9=\"Recharger 180HD\",'180HD-Metric'!G191,0))))))))","v":""},{"$f":"IF($C$9=\"Contactor 100HD\",'100HD-Metric'!I191,IF($C$9=\"Recharger 150XLHD\",'150XLHD-Metric'!I191,IF($C$9=\"Recharger 280HD\",'280HD-Metric'!I191,IF($C$9=\"Recharger 330XLHD\",'330XLHD-Metric'!I191,IF($C$9=\"Recharger 360HD\",'360HD-Metric'!N191,IF($C$9=\"Recharger 902HD\",'902HD-Metric'!N191,IF($C$9=\"Recharger 180HD\",'180HD-Metric'!I191,\"\")))))))","v":""},null,{"$f":"IF($C$9=\"Contactor 100HD\",'100HD-Metric'!M191,IF($C$9=\"Recharger 150XLHD\",'150XLHD-Metric'!M191,IF($C$9=\"Recharger 280HD\",'280HD-Metric'!M191,IF($C$9=\"Recharger 330XLHD\",'330XLHD-Metric'!M191,IF($C$9=\"Recharger 360HD\",'360HD-Metric'!R191,IF($C$9=\"Recharger 902HD\",'902HD-Metric'!R191,IF($C$9=\"Contactor Field Drain C-4HD\",'C-4HD-Metric'!I191,IF($C$9=\"Recharger 180HD\",'180HD-Metric'!M191,0))))))))","v":""},{"$f":"IF($C$9=\"Contactor 100HD\",'100HD-Metric'!O191,IF($C$9=\"Recharger 150XLHD\",'150XLHD-Metric'!O191,IF($C$9=\"Recharger 280HD\",'280HD-Metric'!O191,IF($C$9=\"Recharger 330XLHD\",'330XLHD-Metric'!O191,IF($C$9=\"Recharger 360HD\",'360HD-Metric'!T191,IF($C$9=\"Recharger 902HD\",'902HD-Metric'!T191,IF($C$9=\"Contactor Field Drain C-4HD\",'C-4HD-Metric'!K191,IF($C$9=\"Recharger 180HD\",'180HD-Metric'!O191,0))))))))","v":""}]
[null,{"$f":"IF($C$9=\"Contactor 100HD\",'100HD-Metric'!G192,IF($C$9=\"Recharger 150XLHD\",'150XLHD-Metric'!G192,IF($C$9=\"Recharger 280HD\",'280HD-Metric'!G192,IF($C$9=\"Recharger 330XLHD\",'330XLHD-Metric'!G192,IF($C$9=\"Recharger 360HD\",'360HD-Metric'!K192,IF($C$9=\"Recharger 902HD\",'902HD-Metric'!K192,IF($C$9=\"Contactor Field Drain C-4HD\",'C-4HD-Metric'!E192,IF($C$9=\"Recharger 180HD\",'180HD-Metric'!G192,0))))))))","v":""},{"$f":"IF($C$9=\"Contactor 100HD\",'100HD-Metric'!I192,IF($C$9=\"Recharger 150XLHD\",'150XLHD-Metric'!I192,IF($C$9=\"Recharger 280HD\",'280HD-Metric'!I192,IF($C$9=\"Recharger 330XLHD\",'330XLHD-Metric'!I192,IF($C$9=\"Recharger 360HD\",'360HD-Metric'!N192,IF($C$9=\"Recharger 902HD\",'902HD-Metric'!N192,IF($C$9=\"Recharger 180HD\",'180HD-Metric'!I192,\"\")))))))","v":""},null,{"$f":"IF($C$9=\"Contactor 100HD\",'100HD-Metric'!M192,IF($C$9=\"Recharger 150XLHD\",'150XLHD-Metric'!M192,IF($C$9=\"Recharger 280HD\",'280HD-Metric'!M192,IF($C$9=\"Recharger 330XLHD\",'330XLHD-Metric'!M192,IF($C$9=\"Recharger 360HD\",'360HD-Metric'!R192,IF($C$9=\"Recharger 902HD\",'902HD-Metric'!R192,IF($C$9=\"Contactor Field Drain C-4HD\",'C-4HD-Metric'!I192,IF($C$9=\"Recharger 180HD\",'180HD-Metric'!M192,0))))))))","v":""},{"$f":"IF($C$9=\"Contactor 100HD\",'100HD-Metric'!O192,IF($C$9=\"Recharger 150XLHD\",'150XLHD-Metric'!O192,IF($C$9=\"Recharger 280HD\",'280HD-Metric'!O192,IF($C$9=\"Recharger 330XLHD\",'330XLHD-Metric'!O192,IF($C$9=\"Recharger 360HD\",'360HD-Metric'!T192,IF($C$9=\"Recharger 902HD\",'902HD-Metric'!T192,IF($C$9=\"Contactor Field Drain C-4HD\",'C-4HD-Metric'!K192,IF($C$9=\"Recharger 180HD\",'180HD-Metric'!O192,0))))))))","v":""}]
[null,{"$f":"IF($C$9=\"Contactor 100HD\",'100HD-Metric'!G193,IF($C$9=\"Recharger 150XLHD\",'150XLHD-Metric'!G193,IF($C$9=\"Recharger 280HD\",'280HD-Metric'!G193,IF($C$9=\"Recharger 330XLHD\",'330XLHD-Metric'!G193,IF($C$9=\"Recharger 360HD\",'360HD-Metric'!K193,IF($C$9=\"Recharger 902HD\",'902HD-Metric'!K193,IF($C$9=\"Contactor Field Drain C-4HD\",'C-4HD-Metric'!E193,IF($C$9=\"Recharger 180HD\",'180HD-Metric'!G193,0))))))))","v":""},{"$f":"IF($C$9=\"Contactor 100HD\",'100HD-Metric'!I193,IF($C$9=\"Recharger 150XLHD\",'150XLHD-Metric'!I193,IF($C$9=\"Recharger 280HD\",'280HD-Metric'!I193,IF($C$9=\"Recharger 330XLHD\",'330XLHD-Metric'!I193,IF($C$9=\"Recharger 360HD\",'360HD-Metric'!N193,IF($C$9=\"Recharger 902HD\",'902HD-Metric'!N193,IF($C$9=\"Recharger 180HD\",'180HD-Metric'!I193,\"\")))))))","v":""},null,{"$f":"IF($C$9=\"Contactor 100HD\",'100HD-Metric'!M193,IF($C$9=\"Recharger 150XLHD\",'150XLHD-Metric'!M193,IF($C$9=\"Recharger 280HD\",'280HD-Metric'!M193,IF($C$9=\"Recharger 330XLHD\",'330XLHD-Metric'!M193,IF($C$9=\"Recharger 360HD\",'360HD-Metric'!R193,IF($C$9=\"Recharger 902HD\",'902HD-Metric'!R193,IF($C$9=\"Contactor Field Drain C-4HD\",'C-4HD-Metric'!I193,IF($C$9=\"Recharger 180HD\",'180HD-Metric'!M193,0))))))))","v":""},{"$f":"IF($C$9=\"Contactor 100HD\",'100HD-Metric'!O193,IF($C$9=\"Recharger 150XLHD\",'150XLHD-Metric'!O193,IF($C$9=\"Recharger 280HD\",'280HD-Metric'!O193,IF($C$9=\"Recharger 330XLHD\",'330XLHD-Metric'!O193,IF($C$9=\"Recharger 360HD\",'360HD-Metric'!T193,IF($C$9=\"Recharger 902HD\",'902HD-Metric'!T193,IF($C$9=\"Contactor Field Drain C-4HD\",'C-4HD-Metric'!K193,IF($C$9=\"Recharger 180HD\",'180HD-Metric'!O193,0))))))))","v":""}]
[null,{"$f":"IF($C$9=\"Contactor 100HD\",'100HD-Metric'!G194,IF($C$9=\"Recharger 150XLHD\",'150XLHD-Metric'!G194,IF($C$9=\"Recharger 280HD\",'280HD-Metric'!G194,IF($C$9=\"Recharger 330XLHD\",'330XLHD-Metric'!G194,IF($C$9=\"Recharger 360HD\",'360HD-Metric'!K194,IF($C$9=\"Recharger 902HD\",'902HD-Metric'!K194,IF($C$9=\"Contactor Field Drain C-4HD\",'C-4HD-Metric'!E194,IF($C$9=\"Recharger 180HD\",'180HD-Metric'!G194,0))))))))","v":""},{"$f":"IF($C$9=\"Contactor 100HD\",'100HD-Metric'!I194,IF($C$9=\"Recharger 150XLHD\",'150XLHD-Metric'!I194,IF($C$9=\"Recharger 280HD\",'280HD-Metric'!I194,IF($C$9=\"Recharger 330XLHD\",'330XLHD-Metric'!I194,IF($C$9=\"Recharger 360HD\",'360HD-Metric'!N194,IF($C$9=\"Recharger 902HD\",'902HD-Metric'!N194,IF($C$9=\"Recharger 180HD\",'180HD-Metric'!I194,\"\")))))))","v":""},null,{"$f":"IF($C$9=\"Contactor 100HD\",'100HD-Metric'!M194,IF($C$9=\"Recharger 150XLHD\",'150XLHD-Metric'!M194,IF($C$9=\"Recharger 280HD\",'280HD-Metric'!M194,IF($C$9=\"Recharger 330XLHD\",'330XLHD-Metric'!M194,IF($C$9=\"Recharger 360HD\",'360HD-Metric'!R194,IF($C$9=\"Recharger 902HD\",'902HD-Metric'!R194,IF($C$9=\"Contactor Field Drain C-4HD\",'C-4HD-Metric'!I194,IF($C$9=\"Recharger 180HD\",'180HD-Metric'!M194,0))))))))","v":""},{"$f":"IF($C$9=\"Contactor 100HD\",'100HD-Metric'!O194,IF($C$9=\"Recharger 150XLHD\",'150XLHD-Metric'!O194,IF($C$9=\"Recharger 280HD\",'280HD-Metric'!O194,IF($C$9=\"Recharger 330XLHD\",'330XLHD-Metric'!O194,IF($C$9=\"Recharger 360HD\",'360HD-Metric'!T194,IF($C$9=\"Recharger 902HD\",'902HD-Metric'!T194,IF($C$9=\"Contactor Field Drain C-4HD\",'C-4HD-Metric'!K194,IF($C$9=\"Recharger 180HD\",'180HD-Metric'!O194,0))))))))","v":""}]
[null,{"$f":"IF($C$9=\"Contactor 100HD\",'100HD-Metric'!G195,IF($C$9=\"Recharger 150XLHD\",'150XLHD-Metric'!G195,IF($C$9=\"Recharger 280HD\",'280HD-Metric'!G195,IF($C$9=\"Recharger 330XLHD\",'330XLHD-Metric'!G195,IF($C$9=\"Recharger 360HD\",'360HD-Metric'!K195,IF($C$9=\"Recharger 902HD\",'902HD-Metric'!K195,IF($C$9=\"Contactor Field Drain C-4HD\",'C-4HD-Metric'!E195,IF($C$9=\"Recharger 180HD\",'180HD-Metric'!G195,0))))))))","v":""},{"$f":"IF($C$9=\"Contactor 100HD\",'100HD-Metric'!I195,IF($C$9=\"Recharger 150XLHD\",'150XLHD-Metric'!I195,IF($C$9=\"Recharger 280HD\",'280HD-Metric'!I195,IF($C$9=\"Recharger 330XLHD\",'330XLHD-Metric'!I195,IF($C$9=\"Recharger 360HD\",'360HD-Metric'!N195,IF($C$9=\"Recharger 902HD\",'902HD-Metric'!N195,IF($C$9=\"Recharger 180HD\",'180HD-Metric'!I195,\"\")))))))","v":""},null,{"$f":"IF($C$9=\"Contactor 100HD\",'100HD-Metric'!M195,IF($C$9=\"Recharger 150XLHD\",'150XLHD-Metric'!M195,IF($C$9=\"Recharger 280HD\",'280HD-Metric'!M195,IF($C$9=\"Recharger 330XLHD\",'330XLHD-Metric'!M195,IF($C$9=\"Recharger 360HD\",'360HD-Metric'!R195,IF($C$9=\"Recharger 902HD\",'902HD-Metric'!R195,IF($C$9=\"Contactor Field Drain C-4HD\",'C-4HD-Metric'!I195,IF($C$9=\"Recharger 180HD\",'180HD-Metric'!M195,0))))))))","v":""},{"$f":"IF($C$9=\"Contactor 100HD\",'100HD-Metric'!O195,IF($C$9=\"Recharger 150XLHD\",'150XLHD-Metric'!O195,IF($C$9=\"Recharger 280HD\",'280HD-Metric'!O195,IF($C$9=\"Recharger 330XLHD\",'330XLHD-Metric'!O195,IF($C$9=\"Recharger 360HD\",'360HD-Metric'!T195,IF($C$9=\"Recharger 902HD\",'902HD-Metric'!T195,IF($C$9=\"Contactor Field Drain C-4HD\",'C-4HD-Metric'!K195,IF($C$9=\"Recharger 180HD\",'180HD-Metric'!O195,0))))))))","v":""}]
[null,{"$f":"IF($C$9=\"Contactor 100HD\",'100HD-Metric'!G196,IF($C$9=\"Recharger 150XLHD\",'150XLHD-Metric'!G196,IF($C$9=\"Recharger 280HD\",'280HD-Metric'!G196,IF($C$9=\"Recharger 330XLHD\",'330XLHD-Metric'!G196,IF($C$9=\"Recharger 360HD\",'360HD-Metric'!K196,IF($C$9=\"Recharger 902HD\",'902HD-Metric'!K196,IF($C$9=\"Contactor Field Drain C-4HD\",'C-4HD-Metric'!E196,IF($C$9=\"Recharger 180HD\",'180HD-Metric'!G196,0))))))))","v":""},{"$f":"IF($C$9=\"Contactor 100HD\",'100HD-Metric'!I196,IF($C$9=\"Recharger 150XLHD\",'150XLHD-Metric'!I196,IF($C$9=\"Recharger 280HD\",'280HD-Metric'!I196,IF($C$9=\"Recharger 330XLHD\",'330XLHD-Metric'!I196,IF($C$9=\"Recharger 360HD\",'360HD-Metric'!N196,IF($C$9=\"Recharger 902HD\",'902HD-Metric'!N196,IF($C$9=\"Recharger 180HD\",'180HD-Metric'!I196,\"\")))))))","v":""},null,{"$f":"IF($C$9=\"Contactor 100HD\",'100HD-Metric'!M196,IF($C$9=\"Recharger 150XLHD\",'150XLHD-Metric'!M196,IF($C$9=\"Recharger 280HD\",'280HD-Metric'!M196,IF($C$9=\"Recharger 330XLHD\",'330XLHD-Metric'!M196,IF($C$9=\"Recharger 360HD\",'360HD-Metric'!R196,IF($C$9=\"Recharger 902HD\",'902HD-Metric'!R196,IF($C$9=\"Contactor Field Drain C-4HD\",'C-4HD-Metric'!I196,IF($C$9=\"Recharger 180HD\",'180HD-Metric'!M196,0))))))))","v":""},{"$f":"IF($C$9=\"Contactor 100HD\",'100HD-Metric'!O196,IF($C$9=\"Recharger 150XLHD\",'150XLHD-Metric'!O196,IF($C$9=\"Recharger 280HD\",'280HD-Metric'!O196,IF($C$9=\"Recharger 330XLHD\",'330XLHD-Metric'!O196,IF($C$9=\"Recharger 360HD\",'360HD-Metric'!T196,IF($C$9=\"Recharger 902HD\",'902HD-Metric'!T196,IF($C$9=\"Contactor Field Drain C-4HD\",'C-4HD-Metric'!K196,IF($C$9=\"Recharger 180HD\",'180HD-Metric'!O196,0))))))))","v":""}]
[null,{"$f":"IF($C$9=\"Contactor 100HD\",'100HD-Metric'!G197,IF($C$9=\"Recharger 150XLHD\",'150XLHD-Metric'!G197,IF($C$9=\"Recharger 280HD\",'280HD-Metric'!G197,IF($C$9=\"Recharger 330XLHD\",'330XLHD-Metric'!G197,IF($C$9=\"Recharger 360HD\",'360HD-Metric'!K197,IF($C$9=\"Recharger 902HD\",'902HD-Metric'!K197,IF($C$9=\"Contactor Field Drain C-4HD\",'C-4HD-Metric'!E197,IF($C$9=\"Recharger 180HD\",'180HD-Metric'!G197,0))))))))","v":""},{"$f":"IF($C$9=\"Contactor 100HD\",'100HD-Metric'!I197,IF($C$9=\"Recharger 150XLHD\",'150XLHD-Metric'!I197,IF($C$9=\"Recharger 280HD\",'280HD-Metric'!I197,IF($C$9=\"Recharger 330XLHD\",'330XLHD-Metric'!I197,IF($C$9=\"Recharger 360HD\",'360HD-Metric'!N197,IF($C$9=\"Recharger 902HD\",'902HD-Metric'!N197,IF($C$9=\"Recharger 180HD\",'180HD-Metric'!I197,\"\")))))))","v":""},null,{"$f":"IF($C$9=\"Contactor 100HD\",'100HD-Metric'!M197,IF($C$9=\"Recharger 150XLHD\",'150XLHD-Metric'!M197,IF($C$9=\"Recharger 280HD\",'280HD-Metric'!M197,IF($C$9=\"Recharger 330XLHD\",'330XLHD-Metric'!M197,IF($C$9=\"Recharger 360HD\",'360HD-Metric'!R197,IF($C$9=\"Recharger 902HD\",'902HD-Metric'!R197,IF($C$9=\"Contactor Field Drain C-4HD\",'C-4HD-Metric'!I197,IF($C$9=\"Recharger 180HD\",'180HD-Metric'!M197,0))))))))","v":""},{"$f":"IF($C$9=\"Contactor 100HD\",'100HD-Metric'!O197,IF($C$9=\"Recharger 150XLHD\",'150XLHD-Metric'!O197,IF($C$9=\"Recharger 280HD\",'280HD-Metric'!O197,IF($C$9=\"Recharger 330XLHD\",'330XLHD-Metric'!O197,IF($C$9=\"Recharger 360HD\",'360HD-Metric'!T197,IF($C$9=\"Recharger 902HD\",'902HD-Metric'!T197,IF($C$9=\"Contactor Field Drain C-4HD\",'C-4HD-Metric'!K197,IF($C$9=\"Recharger 180HD\",'180HD-Metric'!O197,0))))))))","v":""}]
[null,{"$f":"IF($C$9=\"Contactor 100HD\",'100HD-Metric'!G198,IF($C$9=\"Recharger 150XLHD\",'150XLHD-Metric'!G198,IF($C$9=\"Recharger 280HD\",'280HD-Metric'!G198,IF($C$9=\"Recharger 330XLHD\",'330XLHD-Metric'!G198,IF($C$9=\"Recharger 360HD\",'360HD-Metric'!K198,IF($C$9=\"Recharger 902HD\",'902HD-Metric'!K198,IF($C$9=\"Contactor Field Drain C-4HD\",'C-4HD-Metric'!E198,IF($C$9=\"Recharger 180HD\",'180HD-Metric'!G198,0))))))))","v":""},{"$f":"IF($C$9=\"Contactor 100HD\",'100HD-Metric'!I198,IF($C$9=\"Recharger 150XLHD\",'150XLHD-Metric'!I198,IF($C$9=\"Recharger 280HD\",'280HD-Metric'!I198,IF($C$9=\"Recharger 330XLHD\",'330XLHD-Metric'!I198,IF($C$9=\"Recharger 360HD\",'360HD-Metric'!N198,IF($C$9=\"Recharger 902HD\",'902HD-Metric'!N198,IF($C$9=\"Recharger 180HD\",'180HD-Metric'!I198,\"\")))))))","v":""},null,{"$f":"IF($C$9=\"Contactor 100HD\",'100HD-Metric'!M198,IF($C$9=\"Recharger 150XLHD\",'150XLHD-Metric'!M198,IF($C$9=\"Recharger 280HD\",'280HD-Metric'!M198,IF($C$9=\"Recharger 330XLHD\",'330XLHD-Metric'!M198,IF($C$9=\"Recharger 360HD\",'360HD-Metric'!R198,IF($C$9=\"Recharger 902HD\",'902HD-Metric'!R198,IF($C$9=\"Contactor Field Drain C-4HD\",'C-4HD-Metric'!I198,IF($C$9=\"Recharger 180HD\",'180HD-Metric'!M198,0))))))))","v":""},{"$f":"IF($C$9=\"Contactor 100HD\",'100HD-Metric'!O198,IF($C$9=\"Recharger 150XLHD\",'150XLHD-Metric'!O198,IF($C$9=\"Recharger 280HD\",'280HD-Metric'!O198,IF($C$9=\"Recharger 330XLHD\",'330XLHD-Metric'!O198,IF($C$9=\"Recharger 360HD\",'360HD-Metric'!T198,IF($C$9=\"Recharger 902HD\",'902HD-Metric'!T198,IF($C$9=\"Contactor Field Drain C-4HD\",'C-4HD-Metric'!K198,IF($C$9=\"Recharger 180HD\",'180HD-Metric'!O198,0))))))))","v":""}]
[null,{"$f":"IF($C$9=\"Contactor 100HD\",'100HD-Metric'!G199,IF($C$9=\"Recharger 150XLHD\",'150XLHD-Metric'!G199,IF($C$9=\"Recharger 280HD\",'280HD-Metric'!G199,IF($C$9=\"Recharger 330XLHD\",'330XLHD-Metric'!G199,IF($C$9=\"Recharger 360HD\",'360HD-Metric'!K199,IF($C$9=\"Recharger 902HD\",'902HD-Metric'!K199,IF($C$9=\"Contactor Field Drain C-4HD\",'C-4HD-Metric'!E199,IF($C$9=\"Recharger 180HD\",'180HD-Metric'!G199,0))))))))","v":""},{"$f":"IF($C$9=\"Contactor 100HD\",'100HD-Metric'!I199,IF($C$9=\"Recharger 150XLHD\",'150XLHD-Metric'!I199,IF($C$9=\"Recharger 280HD\",'280HD-Metric'!I199,IF($C$9=\"Recharger 330XLHD\",'330XLHD-Metric'!I199,IF($C$9=\"Recharger 360HD\",'360HD-Metric'!N199,IF($C$9=\"Recharger 902HD\",'902HD-Metric'!N199,IF($C$9=\"Recharger 180HD\",'180HD-Metric'!I199,\"\")))))))","v":""},null,{"$f":"IF($C$9=\"Contactor 100HD\",'100HD-Metric'!M199,IF($C$9=\"Recharger 150XLHD\",'150XLHD-Metric'!M199,IF($C$9=\"Recharger 280HD\",'280HD-Metric'!M199,IF($C$9=\"Recharger 330XLHD\",'330XLHD-Metric'!M199,IF($C$9=\"Recharger 360HD\",'360HD-Metric'!R199,IF($C$9=\"Recharger 902HD\",'902HD-Metric'!R199,IF($C$9=\"Contactor Field Drain C-4HD\",'C-4HD-Metric'!I199,IF($C$9=\"Recharger 180HD\",'180HD-Metric'!M199,0))))))))","v":""},{"$f":"IF($C$9=\"Contactor 100HD\",'100HD-Metric'!O199,IF($C$9=\"Recharger 150XLHD\",'150XLHD-Metric'!O199,IF($C$9=\"Recharger 280HD\",'280HD-Metric'!O199,IF($C$9=\"Recharger 330XLHD\",'330XLHD-Metric'!O199,IF($C$9=\"Recharger 360HD\",'360HD-Metric'!T199,IF($C$9=\"Recharger 902HD\",'902HD-Metric'!T199,IF($C$9=\"Contactor Field Drain C-4HD\",'C-4HD-Metric'!K199,IF($C$9=\"Recharger 180HD\",'180HD-Metric'!O199,0))))))))","v":""}]
[null,{"$f":"IF($C$9=\"Contactor 100HD\",'100HD-Metric'!G200,IF($C$9=\"Recharger 150XLHD\",'150XLHD-Metric'!G200,IF($C$9=\"Recharger 280HD\",'280HD-Metric'!G200,IF($C$9=\"Recharger 330XLHD\",'330XLHD-Metric'!G200,IF($C$9=\"Recharger 360HD\",'360HD-Metric'!K200,IF($C$9=\"Recharger 902HD\",'902HD-Metric'!K200,IF($C$9=\"Contactor Field Drain C-4HD\",'C-4HD-Metric'!E200,IF($C$9=\"Recharger 180HD\",'180HD-Metric'!G200,0))))))))","v":""},{"$f":"IF($C$9=\"Contactor 100HD\",'100HD-Metric'!I200,IF($C$9=\"Recharger 150XLHD\",'150XLHD-Metric'!I200,IF($C$9=\"Recharger 280HD\",'280HD-Metric'!I200,IF($C$9=\"Recharger 330XLHD\",'330XLHD-Metric'!I200,IF($C$9=\"Recharger 360HD\",'360HD-Metric'!N200,IF($C$9=\"Recharger 902HD\",'902HD-Metric'!N200,IF($C$9=\"Recharger 180HD\",'180HD-Metric'!I200,\"\")))))))","v":""},null,{"$f":"IF($C$9=\"Contactor 100HD\",'100HD-Metric'!M200,IF($C$9=\"Recharger 150XLHD\",'150XLHD-Metric'!M200,IF($C$9=\"Recharger 280HD\",'280HD-Metric'!M200,IF($C$9=\"Recharger 330XLHD\",'330XLHD-Metric'!M200,IF($C$9=\"Recharger 360HD\",'360HD-Metric'!R200,IF($C$9=\"Recharger 902HD\",'902HD-Metric'!R200,IF($C$9=\"Contactor Field Drain C-4HD\",'C-4HD-Metric'!I200,IF($C$9=\"Recharger 180HD\",'180HD-Metric'!M200,0))))))))","v":""},{"$f":"IF($C$9=\"Contactor 100HD\",'100HD-Metric'!O200,IF($C$9=\"Recharger 150XLHD\",'150XLHD-Metric'!O200,IF($C$9=\"Recharger 280HD\",'280HD-Metric'!O200,IF($C$9=\"Recharger 330XLHD\",'330XLHD-Metric'!O200,IF($C$9=\"Recharger 360HD\",'360HD-Metric'!T200,IF($C$9=\"Recharger 902HD\",'902HD-Metric'!T200,IF($C$9=\"Contactor Field Drain C-4HD\",'C-4HD-Metric'!K200,IF($C$9=\"Recharger 180HD\",'180HD-Metric'!O200,0))))))))","v":""}]
[null,{"$f":"IF($C$9=\"Contactor 100HD\",'100HD-Metric'!G201,IF($C$9=\"Recharger 150XLHD\",'150XLHD-Metric'!G201,IF($C$9=\"Recharger 280HD\",'280HD-Metric'!G201,IF($C$9=\"Recharger 330XLHD\",'330XLHD-Metric'!G201,IF($C$9=\"Recharger 360HD\",'360HD-Metric'!K201,IF($C$9=\"Recharger 902HD\",'902HD-Metric'!K201,IF($C$9=\"Contactor Field Drain C-4HD\",'C-4HD-Metric'!E201,IF($C$9=\"Recharger 180HD\",'180HD-Metric'!G201,0))))))))","v":""},{"$f":"IF($C$9=\"Contactor 100HD\",'100HD-Metric'!I201,IF($C$9=\"Recharger 150XLHD\",'150XLHD-Metric'!I201,IF($C$9=\"Recharger 280HD\",'280HD-Metric'!I201,IF($C$9=\"Recharger 330XLHD\",'330XLHD-Metric'!I201,IF($C$9=\"Recharger 360HD\",'360HD-Metric'!N201,IF($C$9=\"Recharger 902HD\",'902HD-Metric'!N201,IF($C$9=\"Recharger 180HD\",'180HD-Metric'!I201,\"\")))))))","v":""},null,{"$f":"IF($C$9=\"Contactor 100HD\",'100HD-Metric'!M201,IF($C$9=\"Recharger 150XLHD\",'150XLHD-Metric'!M201,IF($C$9=\"Recharger 280HD\",'280HD-Metric'!M201,IF($C$9=\"Recharger 330XLHD\",'330XLHD-Metric'!M201,IF($C$9=\"Recharger 360HD\",'360HD-Metric'!R201,IF($C$9=\"Recharger 902HD\",'902HD-Metric'!R201,IF($C$9=\"Contactor Field Drain C-4HD\",'C-4HD-Metric'!I201,IF($C$9=\"Recharger 180HD\",'180HD-Metric'!M201,0))))))))","v":""},{"$f":"IF($C$9=\"Contactor 100HD\",'100HD-Metric'!O201,IF($C$9=\"Recharger 150XLHD\",'150XLHD-Metric'!O201,IF($C$9=\"Recharger 280HD\",'280HD-Metric'!O201,IF($C$9=\"Recharger 330XLHD\",'330XLHD-Metric'!O201,IF($C$9=\"Recharger 360HD\",'360HD-Metric'!T201,IF($C$9=\"Recharger 902HD\",'902HD-Metric'!T201,IF($C$9=\"Contactor Field Drain C-4HD\",'C-4HD-Metric'!K201,IF($C$9=\"Recharger 180HD\",'180HD-Metric'!O201,0))))))))","v":""}]
[null,{"$f":"IF($C$9=\"Contactor 100HD\",'100HD-Metric'!G202,IF($C$9=\"Recharger 150XLHD\",'150XLHD-Metric'!G202,IF($C$9=\"Recharger 280HD\",'280HD-Metric'!G202,IF($C$9=\"Recharger 330XLHD\",'330XLHD-Metric'!G202,IF($C$9=\"Recharger 360HD\",'360HD-Metric'!K202,IF($C$9=\"Recharger 902HD\",'902HD-Metric'!K202,IF($C$9=\"Contactor Field Drain C-4HD\",'C-4HD-Metric'!E202,IF($C$9=\"Recharger 180HD\",'180HD-Metric'!G202,0))))))))","v":""},{"$f":"IF($C$9=\"Contactor 100HD\",'100HD-Metric'!I202,IF($C$9=\"Recharger 150XLHD\",'150XLHD-Metric'!I202,IF($C$9=\"Recharger 280HD\",'280HD-Metric'!I202,IF($C$9=\"Recharger 330XLHD\",'330XLHD-Metric'!I202,IF($C$9=\"Recharger 360HD\",'360HD-Metric'!N202,IF($C$9=\"Recharger 902HD\",'902HD-Metric'!N202,IF($C$9=\"Recharger 180HD\",'180HD-Metric'!I202,\"\")))))))","v":""},null,{"$f":"IF($C$9=\"Contactor 100HD\",'100HD-Metric'!M202,IF($C$9=\"Recharger 150XLHD\",'150XLHD-Metric'!M202,IF($C$9=\"Recharger 280HD\",'280HD-Metric'!M202,IF($C$9=\"Recharger 330XLHD\",'330XLHD-Metric'!M202,IF($C$9=\"Recharger 360HD\",'360HD-Metric'!R202,IF($C$9=\"Recharger 902HD\",'902HD-Metric'!R202,IF($C$9=\"Contactor Field Drain C-4HD\",'C-4HD-Metric'!I202,IF($C$9=\"Recharger 180HD\",'180HD-Metric'!M202,0))))))))","v":""},{"$f":"IF($C$9=\"Contactor 100HD\",'100HD-Metric'!O202,IF($C$9=\"Recharger 150XLHD\",'150XLHD-Metric'!O202,IF($C$9=\"Recharger 280HD\",'280HD-Metric'!O202,IF($C$9=\"Recharger 330XLHD\",'330XLHD-Metric'!O202,IF($C$9=\"Recharger 360HD\",'360HD-Metric'!T202,IF($C$9=\"Recharger 902HD\",'902HD-Metric'!T202,IF($C$9=\"Contactor Field Drain C-4HD\",'C-4HD-Metric'!K202,IF($C$9=\"Recharger 180HD\",'180HD-Metric'!O202,0))))))))","v":""}]
[null,{"$f":"IF($C$9=\"Contactor 100HD\",'100HD-Metric'!G203,IF($C$9=\"Recharger 150XLHD\",'150XLHD-Metric'!G203,IF($C$9=\"Recharger 280HD\",'280HD-Metric'!G203,IF($C$9=\"Recharger 330XLHD\",'330XLHD-Metric'!G203,IF($C$9=\"Recharger 360HD\",'360HD-Metric'!K203,IF($C$9=\"Recharger 902HD\",'902HD-Metric'!K203,IF($C$9=\"Contactor Field Drain C-4HD\",'C-4HD-Metric'!E203,IF($C$9=\"Recharger 180HD\",'180HD-Metric'!G203,0))))))))","v":""},{"$f":"IF($C$9=\"Contactor 100HD\",'100HD-Metric'!I203,IF($C$9=\"Recharger 150XLHD\",'150XLHD-Metric'!I203,IF($C$9=\"Recharger 280HD\",'280HD-Metric'!I203,IF($C$9=\"Recharger 330XLHD\",'330XLHD-Metric'!I203,IF($C$9=\"Recharger 360HD\",'360HD-Metric'!N203,IF($C$9=\"Recharger 902HD\",'902HD-Metric'!N203,IF($C$9=\"Recharger 180HD\",'180HD-Metric'!I203,\"\")))))))","v":""},null,{"$f":"IF($C$9=\"Contactor 100HD\",'100HD-Metric'!M203,IF($C$9=\"Recharger 150XLHD\",'150XLHD-Metric'!M203,IF($C$9=\"Recharger 280HD\",'280HD-Metric'!M203,IF($C$9=\"Recharger 330XLHD\",'330XLHD-Metric'!M203,IF($C$9=\"Recharger 360HD\",'360HD-Metric'!R203,IF($C$9=\"Recharger 902HD\",'902HD-Metric'!R203,IF($C$9=\"Contactor Field Drain C-4HD\",'C-4HD-Metric'!I203,IF($C$9=\"Recharger 180HD\",'180HD-Metric'!M203,0))))))))","v":""},{"$f":"IF($C$9=\"Contactor 100HD\",'100HD-Metric'!O203,IF($C$9=\"Recharger 150XLHD\",'150XLHD-Metric'!O203,IF($C$9=\"Recharger 280HD\",'280HD-Metric'!O203,IF($C$9=\"Recharger 330XLHD\",'330XLHD-Metric'!O203,IF($C$9=\"Recharger 360HD\",'360HD-Metric'!T203,IF($C$9=\"Recharger 902HD\",'902HD-Metric'!T203,IF($C$9=\"Contactor Field Drain C-4HD\",'C-4HD-Metric'!K203,IF($C$9=\"Recharger 180HD\",'180HD-Metric'!O203,0))))))))","v":""}]
[null,{"$f":"IF($C$9=\"Contactor 100HD\",'100HD-Metric'!G204,IF($C$9=\"Recharger 150XLHD\",'150XLHD-Metric'!G204,IF($C$9=\"Recharger 280HD\",'280HD-Metric'!G204,IF($C$9=\"Recharger 330XLHD\",'330XLHD-Metric'!G204,IF($C$9=\"Recharger 360HD\",'360HD-Metric'!K204,IF($C$9=\"Recharger 902HD\",'902HD-Metric'!K204,IF($C$9=\"Contactor Field Drain C-4HD\",'C-4HD-Metric'!E204,IF($C$9=\"Recharger 180HD\",'180HD-Metric'!G204,0))))))))","v":""},{"$f":"IF($C$9=\"Contactor 100HD\",'100HD-Metric'!I204,IF($C$9=\"Recharger 150XLHD\",'150XLHD-Metric'!I204,IF($C$9=\"Recharger 280HD\",'280HD-Metric'!I204,IF($C$9=\"Recharger 330XLHD\",'330XLHD-Metric'!I204,IF($C$9=\"Recharger 360HD\",'360HD-Metric'!N204,IF($C$9=\"Recharger 902HD\",'902HD-Metric'!N204,IF($C$9=\"Recharger 180HD\",'180HD-Metric'!I204,\"\")))))))","v":""},null,{"$f":"IF($C$9=\"Contactor 100HD\",'100HD-Metric'!M204,IF($C$9=\"Recharger 150XLHD\",'150XLHD-Metric'!M204,IF($C$9=\"Recharger 280HD\",'280HD-Metric'!M204,IF($C$9=\"Recharger 330XLHD\",'330XLHD-Metric'!M204,IF($C$9=\"Recharger 360HD\",'360HD-Metric'!R204,IF($C$9=\"Recharger 902HD\",'902HD-Metric'!R204,IF($C$9=\"Contactor Field Drain C-4HD\",'C-4HD-Metric'!I204,IF($C$9=\"Recharger 180HD\",'180HD-Metric'!M204,0))))))))","v":""},{"$f":"IF($C$9=\"Contactor 100HD\",'100HD-Metric'!O204,IF($C$9=\"Recharger 150XLHD\",'150XLHD-Metric'!O204,IF($C$9=\"Recharger 280HD\",'280HD-Metric'!O204,IF($C$9=\"Recharger 330XLHD\",'330XLHD-Metric'!O204,IF($C$9=\"Recharger 360HD\",'360HD-Metric'!T204,IF($C$9=\"Recharger 902HD\",'902HD-Metric'!T204,IF($C$9=\"Contactor Field Drain C-4HD\",'C-4HD-Metric'!K204,IF($C$9=\"Recharger 180HD\",'180HD-Metric'!O204,0))))))))","v":""}]
[null,{"$f":"IF($C$9=\"Contactor 100HD\",'100HD-Metric'!G205,IF($C$9=\"Recharger 150XLHD\",'150XLHD-Metric'!G205,IF($C$9=\"Recharger 280HD\",'280HD-Metric'!G205,IF($C$9=\"Recharger 330XLHD\",'330XLHD-Metric'!G205,IF($C$9=\"Recharger 360HD\",'360HD-Metric'!K205,IF($C$9=\"Recharger 902HD\",'902HD-Metric'!K205,IF($C$9=\"Contactor Field Drain C-4HD\",'C-4HD-Metric'!E205,IF($C$9=\"Recharger 180HD\",'180HD-Metric'!G205,0))))))))","v":""},{"$f":"IF($C$9=\"Contactor 100HD\",'100HD-Metric'!I205,IF($C$9=\"Recharger 150XLHD\",'150XLHD-Metric'!I205,IF($C$9=\"Recharger 280HD\",'280HD-Metric'!I205,IF($C$9=\"Recharger 330XLHD\",'330XLHD-Metric'!I205,IF($C$9=\"Recharger 360HD\",'360HD-Metric'!N205,IF($C$9=\"Recharger 902HD\",'902HD-Metric'!N205,IF($C$9=\"Recharger 180HD\",'180HD-Metric'!I205,\"\")))))))","v":""},null,{"$f":"IF($C$9=\"Contactor 100HD\",'100HD-Metric'!M205,IF($C$9=\"Recharger 150XLHD\",'150XLHD-Metric'!M205,IF($C$9=\"Recharger 280HD\",'280HD-Metric'!M205,IF($C$9=\"Recharger 330XLHD\",'330XLHD-Metric'!M205,IF($C$9=\"Recharger 360HD\",'360HD-Metric'!R205,IF($C$9=\"Recharger 902HD\",'902HD-Metric'!R205,IF($C$9=\"Contactor Field Drain C-4HD\",'C-4HD-Metric'!I205,IF($C$9=\"Recharger 180HD\",'180HD-Metric'!M205,0))))))))","v":""},{"$f":"IF($C$9=\"Contactor 100HD\",'100HD-Metric'!O205,IF($C$9=\"Recharger 150XLHD\",'150XLHD-Metric'!O205,IF($C$9=\"Recharger 280HD\",'280HD-Metric'!O205,IF($C$9=\"Recharger 330XLHD\",'330XLHD-Metric'!O205,IF($C$9=\"Recharger 360HD\",'360HD-Metric'!T205,IF($C$9=\"Recharger 902HD\",'902HD-Metric'!T205,IF($C$9=\"Contactor Field Drain C-4HD\",'C-4HD-Metric'!K205,IF($C$9=\"Recharger 180HD\",'180HD-Metric'!O205,0))))))))","v":""}]
[null,{"$f":"IF($C$9=\"Contactor 100HD\",'100HD-Metric'!G206,IF($C$9=\"Recharger 150XLHD\",'150XLHD-Metric'!G206,IF($C$9=\"Recharger 280HD\",'280HD-Metric'!G206,IF($C$9=\"Recharger 330XLHD\",'330XLHD-Metric'!G206,IF($C$9=\"Recharger 360HD\",'360HD-Metric'!K206,IF($C$9=\"Recharger 902HD\",'902HD-Metric'!K206,IF($C$9=\"Contactor Field Drain C-4HD\",'C-4HD-Metric'!E206,IF($C$9=\"Recharger 180HD\",'180HD-Metric'!G206,0))))))))","v":""},{"$f":"IF($C$9=\"Contactor 100HD\",'100HD-Metric'!I206,IF($C$9=\"Recharger 150XLHD\",'150XLHD-Metric'!I206,IF($C$9=\"Recharger 280HD\",'280HD-Metric'!I206,IF($C$9=\"Recharger 330XLHD\",'330XLHD-Metric'!I206,IF($C$9=\"Recharger 360HD\",'360HD-Metric'!N206,IF($C$9=\"Recharger 902HD\",'902HD-Metric'!N206,IF($C$9=\"Recharger 180HD\",'180HD-Metric'!I206,\"\")))))))","v":""},null,{"$f":"IF($C$9=\"Contactor 100HD\",'100HD-Metric'!M206,IF($C$9=\"Recharger 150XLHD\",'150XLHD-Metric'!M206,IF($C$9=\"Recharger 280HD\",'280HD-Metric'!M206,IF($C$9=\"Recharger 330XLHD\",'330XLHD-Metric'!M206,IF($C$9=\"Recharger 360HD\",'360HD-Metric'!R206,IF($C$9=\"Recharger 902HD\",'902HD-Metric'!R206,IF($C$9=\"Contactor Field Drain C-4HD\",'C-4HD-Metric'!I206,IF($C$9=\"Recharger 180HD\",'180HD-Metric'!M206,0))))))))","v":""},{"$f":"IF($C$9=\"Contactor 100HD\",'100HD-Metric'!O206,IF($C$9=\"Recharger 150XLHD\",'150XLHD-Metric'!O206,IF($C$9=\"Recharger 280HD\",'280HD-Metric'!O206,IF($C$9=\"Recharger 330XLHD\",'330XLHD-Metric'!O206,IF($C$9=\"Recharger 360HD\",'360HD-Metric'!T206,IF($C$9=\"Recharger 902HD\",'902HD-Metric'!T206,IF($C$9=\"Contactor Field Drain C-4HD\",'C-4HD-Metric'!K206,IF($C$9=\"Recharger 180HD\",'180HD-Metric'!O206,0))))))))","v":""}]
[null,{"$f":"IF($C$9=\"Contactor 100HD\",'100HD-Metric'!G207,IF($C$9=\"Recharger 150XLHD\",'150XLHD-Metric'!G207,IF($C$9=\"Recharger 280HD\",'280HD-Metric'!G207,IF($C$9=\"Recharger 330XLHD\",'330XLHD-Metric'!G207,IF($C$9=\"Recharger 360HD\",'360HD-Metric'!K207,IF($C$9=\"Recharger 902HD\",'902HD-Metric'!K207,IF($C$9=\"Contactor Field Drain C-4HD\",'C-4HD-Metric'!E207,IF($C$9=\"Recharger 180HD\",'180HD-Metric'!G207,0))))))))","v":""},{"$f":"IF($C$9=\"Contactor 100HD\",'100HD-Metric'!I207,IF($C$9=\"Recharger 150XLHD\",'150XLHD-Metric'!I207,IF($C$9=\"Recharger 280HD\",'280HD-Metric'!I207,IF($C$9=\"Recharger 330XLHD\",'330XLHD-Metric'!I207,IF($C$9=\"Recharger 360HD\",'360HD-Metric'!N207,IF($C$9=\"Recharger 902HD\",'902HD-Metric'!N207,IF($C$9=\"Recharger 180HD\",'180HD-Metric'!I207,\"\")))))))","v":""},null,{"$f":"IF($C$9=\"Contactor 100HD\",'100HD-Metric'!M207,IF($C$9=\"Recharger 150XLHD\",'150XLHD-Metric'!M207,IF($C$9=\"Recharger 280HD\",'280HD-Metric'!M207,IF($C$9=\"Recharger 330XLHD\",'330XLHD-Metric'!M207,IF($C$9=\"Recharger 360HD\",'360HD-Metric'!R207,IF($C$9=\"Recharger 902HD\",'902HD-Metric'!R207,IF($C$9=\"Contactor Field Drain C-4HD\",'C-4HD-Metric'!I207,IF($C$9=\"Recharger 180HD\",'180HD-Metric'!M207,0))))))))","v":""},{"$f":"IF($C$9=\"Contactor 100HD\",'100HD-Metric'!O207,IF($C$9=\"Recharger 150XLHD\",'150XLHD-Metric'!O207,IF($C$9=\"Recharger 280HD\",'280HD-Metric'!O207,IF($C$9=\"Recharger 330XLHD\",'330XLHD-Metric'!O207,IF($C$9=\"Recharger 360HD\",'360HD-Metric'!T207,IF($C$9=\"Recharger 902HD\",'902HD-Metric'!T207,IF($C$9=\"Contactor Field Drain C-4HD\",'C-4HD-Metric'!K207,IF($C$9=\"Recharger 180HD\",'180HD-Metric'!O207,0))))))))","v":""}]
[null,{"$f":"IF($C$9=\"Contactor 100HD\",'100HD-Metric'!G208,IF($C$9=\"Recharger 150XLHD\",'150XLHD-Metric'!G208,IF($C$9=\"Recharger 280HD\",'280HD-Metric'!G208,IF($C$9=\"Recharger 330XLHD\",'330XLHD-Metric'!G208,IF($C$9=\"Recharger 360HD\",'360HD-Metric'!K208,IF($C$9=\"Recharger 902HD\",'902HD-Metric'!K208,IF($C$9=\"Contactor Field Drain C-4HD\",'C-4HD-Metric'!E208,IF($C$9=\"Recharger 180HD\",'180HD-Metric'!G208,0))))))))","v":""},{"$f":"IF($C$9=\"Contactor 100HD\",'100HD-Metric'!I208,IF($C$9=\"Recharger 150XLHD\",'150XLHD-Metric'!I208,IF($C$9=\"Recharger 280HD\",'280HD-Metric'!I208,IF($C$9=\"Recharger 330XLHD\",'330XLHD-Metric'!I208,IF($C$9=\"Recharger 360HD\",'360HD-Metric'!N208,IF($C$9=\"Recharger 902HD\",'902HD-Metric'!N208,IF($C$9=\"Recharger 180HD\",'180HD-Metric'!I208,\"\")))))))","v":""},null,{"$f":"IF($C$9=\"Contactor 100HD\",'100HD-Metric'!M208,IF($C$9=\"Recharger 150XLHD\",'150XLHD-Metric'!M208,IF($C$9=\"Recharger 280HD\",'280HD-Metric'!M208,IF($C$9=\"Recharger 330XLHD\",'330XLHD-Metric'!M208,IF($C$9=\"Recharger 360HD\",'360HD-Metric'!R208,IF($C$9=\"Recharger 902HD\",'902HD-Metric'!R208,IF($C$9=\"Contactor Field Drain C-4HD\",'C-4HD-Metric'!I208,IF($C$9=\"Recharger 180HD\",'180HD-Metric'!M208,0))))))))","v":""},{"$f":"IF($C$9=\"Contactor 100HD\",'100HD-Metric'!O208,IF($C$9=\"Recharger 150XLHD\",'150XLHD-Metric'!O208,IF($C$9=\"Recharger 280HD\",'280HD-Metric'!O208,IF($C$9=\"Recharger 330XLHD\",'330XLHD-Metric'!O208,IF($C$9=\"Recharger 360HD\",'360HD-Metric'!T208,IF($C$9=\"Recharger 902HD\",'902HD-Metric'!T208,IF($C$9=\"Contactor Field Drain C-4HD\",'C-4HD-Metric'!K208,IF($C$9=\"Recharger 180HD\",'180HD-Metric'!O208,0))))))))","v":""}]
[null,{"$f":"IF($C$9=\"Contactor 100HD\",'100HD-Metric'!G209,IF($C$9=\"Recharger 150XLHD\",'150XLHD-Metric'!G209,IF($C$9=\"Recharger 280HD\",'280HD-Metric'!G209,IF($C$9=\"Recharger 330XLHD\",'330XLHD-Metric'!G209,IF($C$9=\"Recharger 360HD\",'360HD-Metric'!K209,IF($C$9=\"Recharger 902HD\",'902HD-Metric'!K209,IF($C$9=\"Contactor Field Drain C-4HD\",'C-4HD-Metric'!E209,IF($C$9=\"Recharger 180HD\",'180HD-Metric'!G209,0))))))))","v":""},{"$f":"IF($C$9=\"Contactor 100HD\",'100HD-Metric'!I209,IF($C$9=\"Recharger 150XLHD\",'150XLHD-Metric'!I209,IF($C$9=\"Recharger 280HD\",'280HD-Metric'!I209,IF($C$9=\"Recharger 330XLHD\",'330XLHD-Metric'!I209,IF($C$9=\"Recharger 360HD\",'360HD-Metric'!N209,IF($C$9=\"Recharger 902HD\",'902HD-Metric'!N209,IF($C$9=\"Recharger 180HD\",'180HD-Metric'!I209,\"\")))))))","v":""},null,{"$f":"IF($C$9=\"Contactor 100HD\",'100HD-Metric'!M209,IF($C$9=\"Recharger 150XLHD\",'150XLHD-Metric'!M209,IF($C$9=\"Recharger 280HD\",'280HD-Metric'!M209,IF($C$9=\"Recharger 330XLHD\",'330XLHD-Metric'!M209,IF($C$9=\"Recharger 360HD\",'360HD-Metric'!R209,IF($C$9=\"Recharger 902HD\",'902HD-Metric'!R209,IF($C$9=\"Contactor Field Drain C-4HD\",'C-4HD-Metric'!I209,IF($C$9=\"Recharger 180HD\",'180HD-Metric'!M209,0))))))))","v":""},{"$f":"IF($C$9=\"Contactor 100HD\",'100HD-Metric'!O209,IF($C$9=\"Recharger 150XLHD\",'150XLHD-Metric'!O209,IF($C$9=\"Recharger 280HD\",'280HD-Metric'!O209,IF($C$9=\"Recharger 330XLHD\",'330XLHD-Metric'!O209,IF($C$9=\"Recharger 360HD\",'360HD-Metric'!T209,IF($C$9=\"Recharger 902HD\",'902HD-Metric'!T209,IF($C$9=\"Contactor Field Drain C-4HD\",'C-4HD-Metric'!K209,IF($C$9=\"Recharger 180HD\",'180HD-Metric'!O209,0))))))))","v":""}]
[null,{"$f":"IF($C$9=\"Contactor 100HD\",'100HD-Metric'!G210,IF($C$9=\"Recharger 150XLHD\",'150XLHD-Metric'!G210,IF($C$9=\"Recharger 280HD\",'280HD-Metric'!G210,IF($C$9=\"Recharger 330XLHD\",'330XLHD-Metric'!G210,IF($C$9=\"Recharger 360HD\",'360HD-Metric'!K210,IF($C$9=\"Recharger 902HD\",'902HD-Metric'!K210,IF($C$9=\"Contactor Field Drain C-4HD\",'C-4HD-Metric'!E210,IF($C$9=\"Recharger 180HD\",'180HD-Metric'!G210,0))))))))","v":""},{"$f":"IF($C$9=\"Contactor 100HD\",'100HD-Metric'!I210,IF($C$9=\"Recharger 150XLHD\",'150XLHD-Metric'!I210,IF($C$9=\"Recharger 280HD\",'280HD-Metric'!I210,IF($C$9=\"Recharger 330XLHD\",'330XLHD-Metric'!I210,IF($C$9=\"Recharger 360HD\",'360HD-Metric'!N210,IF($C$9=\"Recharger 902HD\",'902HD-Metric'!N210,IF($C$9=\"Recharger 180HD\",'180HD-Metric'!I210,\"\")))))))","v":""},null,{"$f":"IF($C$9=\"Contactor 100HD\",'100HD-Metric'!M210,IF($C$9=\"Recharger 150XLHD\",'150XLHD-Metric'!M210,IF($C$9=\"Recharger 280HD\",'280HD-Metric'!M210,IF($C$9=\"Recharger 330XLHD\",'330XLHD-Metric'!M210,IF($C$9=\"Recharger 360HD\",'360HD-Metric'!R210,IF($C$9=\"Recharger 902HD\",'902HD-Metric'!R210,IF($C$9=\"Contactor Field Drain C-4HD\",'C-4HD-Metric'!I210,IF($C$9=\"Recharger 180HD\",'180HD-Metric'!M210,0))))))))","v":""},{"$f":"IF($C$9=\"Contactor 100HD\",'100HD-Metric'!O210,IF($C$9=\"Recharger 150XLHD\",'150XLHD-Metric'!O210,IF($C$9=\"Recharger 280HD\",'280HD-Metric'!O210,IF($C$9=\"Recharger 330XLHD\",'330XLHD-Metric'!O210,IF($C$9=\"Recharger 360HD\",'360HD-Metric'!T210,IF($C$9=\"Recharger 902HD\",'902HD-Metric'!T210,IF($C$9=\"Contactor Field Drain C-4HD\",'C-4HD-Metric'!K210,IF($C$9=\"Recharger 180HD\",'180HD-Metric'!O210,0))))))))","v":""}]
[null,{"$f":"IF($C$9=\"Contactor 100HD\",'100HD-Metric'!G211,IF($C$9=\"Recharger 150XLHD\",'150XLHD-Metric'!G211,IF($C$9=\"Recharger 280HD\",'280HD-Metric'!G211,IF($C$9=\"Recharger 330XLHD\",'330XLHD-Metric'!G211,IF($C$9=\"Recharger 360HD\",'360HD-Metric'!K211,IF($C$9=\"Recharger 902HD\",'902HD-Metric'!K211,IF($C$9=\"Contactor Field Drain C-4HD\",'C-4HD-Metric'!E211,IF($C$9=\"Recharger 180HD\",'180HD-Metric'!G211,0))))))))","v":""},{"$f":"IF($C$9=\"Contactor 100HD\",'100HD-Metric'!I211,IF($C$9=\"Recharger 150XLHD\",'150XLHD-Metric'!I211,IF($C$9=\"Recharger 280HD\",'280HD-Metric'!I211,IF($C$9=\"Recharger 330XLHD\",'330XLHD-Metric'!I211,IF($C$9=\"Recharger 360HD\",'360HD-Metric'!N211,IF($C$9=\"Recharger 902HD\",'902HD-Metric'!N211,IF($C$9=\"Recharger 180HD\",'180HD-Metric'!I211,\"\")))))))","v":""},null,{"$f":"IF($C$9=\"Contactor 100HD\",'100HD-Metric'!M211,IF($C$9=\"Recharger 150XLHD\",'150XLHD-Metric'!M211,IF($C$9=\"Recharger 280HD\",'280HD-Metric'!M211,IF($C$9=\"Recharger 330XLHD\",'330XLHD-Metric'!M211,IF($C$9=\"Recharger 360HD\",'360HD-Metric'!R211,IF($C$9=\"Recharger 902HD\",'902HD-Metric'!R211,IF($C$9=\"Contactor Field Drain C-4HD\",'C-4HD-Metric'!I211,IF($C$9=\"Recharger 180HD\",'180HD-Metric'!M211,0))))))))","v":""},{"$f":"IF($C$9=\"Contactor 100HD\",'100HD-Metric'!O211,IF($C$9=\"Recharger 150XLHD\",'150XLHD-Metric'!O211,IF($C$9=\"Recharger 280HD\",'280HD-Metric'!O211,IF($C$9=\"Recharger 330XLHD\",'330XLHD-Metric'!O211,IF($C$9=\"Recharger 360HD\",'360HD-Metric'!T211,IF($C$9=\"Recharger 902HD\",'902HD-Metric'!T211,IF($C$9=\"Contactor Field Drain C-4HD\",'C-4HD-Metric'!K211,IF($C$9=\"Recharger 180HD\",'180HD-Metric'!O211,0))))))))","v":""}]
[null,{"$f":"IF($C$9=\"Contactor 100HD\",'100HD-Metric'!G212,IF($C$9=\"Recharger 150XLHD\",'150XLHD-Metric'!G212,IF($C$9=\"Recharger 280HD\",'280HD-Metric'!G212,IF($C$9=\"Recharger 330XLHD\",'330XLHD-Metric'!G212,IF($C$9=\"Recharger 360HD\",'360HD-Metric'!K212,IF($C$9=\"Recharger 902HD\",'902HD-Metric'!K212,IF($C$9=\"Contactor Field Drain C-4HD\",'C-4HD-Metric'!E212,IF($C$9=\"Recharger 180HD\",'180HD-Metric'!G212,0))))))))","v":""},{"$f":"IF($C$9=\"Contactor 100HD\",'100HD-Metric'!I212,IF($C$9=\"Recharger 150XLHD\",'150XLHD-Metric'!I212,IF($C$9=\"Recharger 280HD\",'280HD-Metric'!I212,IF($C$9=\"Recharger 330XLHD\",'330XLHD-Metric'!I212,IF($C$9=\"Recharger 360HD\",'360HD-Metric'!N212,IF($C$9=\"Recharger 902HD\",'902HD-Metric'!N212,IF($C$9=\"Recharger 180HD\",'180HD-Metric'!I212,\"\")))))))","v":""},null,{"$f":"IF($C$9=\"Contactor 100HD\",'100HD-Metric'!M212,IF($C$9=\"Recharger 150XLHD\",'150XLHD-Metric'!M212,IF($C$9=\"Recharger 280HD\",'280HD-Metric'!M212,IF($C$9=\"Recharger 330XLHD\",'330XLHD-Metric'!M212,IF($C$9=\"Recharger 360HD\",'360HD-Metric'!R212,IF($C$9=\"Recharger 902HD\",'902HD-Metric'!R212,IF($C$9=\"Contactor Field Drain C-4HD\",'C-4HD-Metric'!I212,IF($C$9=\"Recharger 180HD\",'180HD-Metric'!M212,0))))))))","v":""},{"$f":"IF($C$9=\"Contactor 100HD\",'100HD-Metric'!O212,IF($C$9=\"Recharger 150XLHD\",'150XLHD-Metric'!O212,IF($C$9=\"Recharger 280HD\",'280HD-Metric'!O212,IF($C$9=\"Recharger 330XLHD\",'330XLHD-Metric'!O212,IF($C$9=\"Recharger 360HD\",'360HD-Metric'!T212,IF($C$9=\"Recharger 902HD\",'902HD-Metric'!T212,IF($C$9=\"Contactor Field Drain C-4HD\",'C-4HD-Metric'!K212,IF($C$9=\"Recharger 180HD\",'180HD-Metric'!O212,0))))))))","v":""}]
[null,{"$f":"IF($C$9=\"Contactor 100HD\",'100HD-Metric'!G213,IF($C$9=\"Recharger 150XLHD\",'150XLHD-Metric'!G213,IF($C$9=\"Recharger 280HD\",'280HD-Metric'!G213,IF($C$9=\"Recharger 330XLHD\",'330XLHD-Metric'!G213,IF($C$9=\"Recharger 360HD\",'360HD-Metric'!K213,IF($C$9=\"Recharger 902HD\",'902HD-Metric'!K213,IF($C$9=\"Contactor Field Drain C-4HD\",'C-4HD-Metric'!E213,IF($C$9=\"Recharger 180HD\",'180HD-Metric'!G213,0))))))))","v":""},{"$f":"IF($C$9=\"Contactor 100HD\",'100HD-Metric'!I213,IF($C$9=\"Recharger 150XLHD\",'150XLHD-Metric'!I213,IF($C$9=\"Recharger 280HD\",'280HD-Metric'!I213,IF($C$9=\"Recharger 330XLHD\",'330XLHD-Metric'!I213,IF($C$9=\"Recharger 360HD\",'360HD-Metric'!N213,IF($C$9=\"Recharger 902HD\",'902HD-Metric'!N213,IF($C$9=\"Recharger 180HD\",'180HD-Metric'!I213,\"\")))))))","v":""},null,{"$f":"IF($C$9=\"Contactor 100HD\",'100HD-Metric'!M213,IF($C$9=\"Recharger 150XLHD\",'150XLHD-Metric'!M213,IF($C$9=\"Recharger 280HD\",'280HD-Metric'!M213,IF($C$9=\"Recharger 330XLHD\",'330XLHD-Metric'!M213,IF($C$9=\"Recharger 360HD\",'360HD-Metric'!R213,IF($C$9=\"Recharger 902HD\",'902HD-Metric'!R213,IF($C$9=\"Contactor Field Drain C-4HD\",'C-4HD-Metric'!I213,IF($C$9=\"Recharger 180HD\",'180HD-Metric'!M213,0))))))))","v":""},{"$f":"IF($C$9=\"Contactor 100HD\",'100HD-Metric'!O213,IF($C$9=\"Recharger 150XLHD\",'150XLHD-Metric'!O213,IF($C$9=\"Recharger 280HD\",'280HD-Metric'!O213,IF($C$9=\"Recharger 330XLHD\",'330XLHD-Metric'!O213,IF($C$9=\"Recharger 360HD\",'360HD-Metric'!T213,IF($C$9=\"Recharger 902HD\",'902HD-Metric'!T213,IF($C$9=\"Contactor Field Drain C-4HD\",'C-4HD-Metric'!K213,IF($C$9=\"Recharger 180HD\",'180HD-Metric'!O213,0))))))))","v":""}]
[null,{"$f":"IF($C$9=\"Contactor 100HD\",'100HD-Metric'!G214,IF($C$9=\"Recharger 150XLHD\",'150XLHD-Metric'!G214,IF($C$9=\"Recharger 280HD\",'280HD-Metric'!G214,IF($C$9=\"Recharger 330XLHD\",'330XLHD-Metric'!G214,IF($C$9=\"Recharger 360HD\",'360HD-Metric'!K214,IF($C$9=\"Recharger 902HD\",'902HD-Metric'!K214,IF($C$9=\"Contactor Field Drain C-4HD\",'C-4HD-Metric'!E214,IF($C$9=\"Recharger 180HD\",'180HD-Metric'!G214,0))))))))","v":""},{"$f":"IF($C$9=\"Contactor 100HD\",'100HD-Metric'!I214,IF($C$9=\"Recharger 150XLHD\",'150XLHD-Metric'!I214,IF($C$9=\"Recharger 280HD\",'280HD-Metric'!I214,IF($C$9=\"Recharger 330XLHD\",'330XLHD-Metric'!I214,IF($C$9=\"Recharger 360HD\",'360HD-Metric'!N214,IF($C$9=\"Recharger 902HD\",'902HD-Metric'!N214,IF($C$9=\"Recharger 180HD\",'180HD-Metric'!I214,\"\")))))))","v":""},null,{"$f":"IF($C$9=\"Contactor 100HD\",'100HD-Metric'!M214,IF($C$9=\"Recharger 150XLHD\",'150XLHD-Metric'!M214,IF($C$9=\"Recharger 280HD\",'280HD-Metric'!M214,IF($C$9=\"Recharger 330XLHD\",'330XLHD-Metric'!M214,IF($C$9=\"Recharger 360HD\",'360HD-Metric'!R214,IF($C$9=\"Recharger 902HD\",'902HD-Metric'!R214,IF($C$9=\"Contactor Field Drain C-4HD\",'C-4HD-Metric'!I214,IF($C$9=\"Recharger 180HD\",'180HD-Metric'!M214,0))))))))","v":""},{"$f":"IF($C$9=\"Contactor 100HD\",'100HD-Metric'!O214,IF($C$9=\"Recharger 150XLHD\",'150XLHD-Metric'!O214,IF($C$9=\"Recharger 280HD\",'280HD-Metric'!O214,IF($C$9=\"Recharger 330XLHD\",'330XLHD-Metric'!O214,IF($C$9=\"Recharger 360HD\",'360HD-Metric'!T214,IF($C$9=\"Recharger 902HD\",'902HD-Metric'!T214,IF($C$9=\"Contactor Field Drain C-4HD\",'C-4HD-Metric'!K214,IF($C$9=\"Recharger 180HD\",'180HD-Metric'!O214,0))))))))","v":""}]
[null,{"$f":"IF($C$9=\"Contactor 100HD\",'100HD-Metric'!G215,IF($C$9=\"Recharger 150XLHD\",'150XLHD-Metric'!G215,IF($C$9=\"Recharger 280HD\",'280HD-Metric'!G215,IF($C$9=\"Recharger 330XLHD\",'330XLHD-Metric'!G215,IF($C$9=\"Recharger 360HD\",'360HD-Metric'!K215,IF($C$9=\"Recharger 902HD\",'902HD-Metric'!K215,IF($C$9=\"Contactor Field Drain C-4HD\",'C-4HD-Metric'!E215,IF($C$9=\"Recharger 180HD\",'180HD-Metric'!G215,0))))))))","v":""},{"$f":"IF($C$9=\"Contactor 100HD\",'100HD-Metric'!I215,IF($C$9=\"Recharger 150XLHD\",'150XLHD-Metric'!I215,IF($C$9=\"Recharger 280HD\",'280HD-Metric'!I215,IF($C$9=\"Recharger 330XLHD\",'330XLHD-Metric'!I215,IF($C$9=\"Recharger 360HD\",'360HD-Metric'!N215,IF($C$9=\"Recharger 902HD\",'902HD-Metric'!N215,IF($C$9=\"Recharger 180HD\",'180HD-Metric'!I215,\"\")))))))","v":""},null,{"$f":"IF($C$9=\"Contactor 100HD\",'100HD-Metric'!M215,IF($C$9=\"Recharger 150XLHD\",'150XLHD-Metric'!M215,IF($C$9=\"Recharger 280HD\",'280HD-Metric'!M215,IF($C$9=\"Recharger 330XLHD\",'330XLHD-Metric'!M215,IF($C$9=\"Recharger 360HD\",'360HD-Metric'!R215,IF($C$9=\"Recharger 902HD\",'902HD-Metric'!R215,IF($C$9=\"Contactor Field Drain C-4HD\",'C-4HD-Metric'!I215,IF($C$9=\"Recharger 180HD\",'180HD-Metric'!M215,0))))))))","v":""},{"$f":"IF($C$9=\"Contactor 100HD\",'100HD-Metric'!O215,IF($C$9=\"Recharger 150XLHD\",'150XLHD-Metric'!O215,IF($C$9=\"Recharger 280HD\",'280HD-Metric'!O215,IF($C$9=\"Recharger 330XLHD\",'330XLHD-Metric'!O215,IF($C$9=\"Recharger 360HD\",'360HD-Metric'!T215,IF($C$9=\"Recharger 902HD\",'902HD-Metric'!T215,IF($C$9=\"Contactor Field Drain C-4HD\",'C-4HD-Metric'!K215,IF($C$9=\"Recharger 180HD\",'180HD-Metric'!O215,0))))))))","v":""}]
[null,{"$f":"IF($C$9=\"Contactor 100HD\",'100HD-Metric'!G216,IF($C$9=\"Recharger 150XLHD\",'150XLHD-Metric'!G216,IF($C$9=\"Recharger 280HD\",'280HD-Metric'!G216,IF($C$9=\"Recharger 330XLHD\",'330XLHD-Metric'!G216,IF($C$9=\"Recharger 360HD\",'360HD-Metric'!K216,IF($C$9=\"Recharger 902HD\",'902HD-Metric'!K216,IF($C$9=\"Contactor Field Drain C-4HD\",'C-4HD-Metric'!E216,IF($C$9=\"Recharger 180HD\",'180HD-Metric'!G216,0))))))))","v":""},{"$f":"IF($C$9=\"Contactor 100HD\",'100HD-Metric'!I216,IF($C$9=\"Recharger 150XLHD\",'150XLHD-Metric'!I216,IF($C$9=\"Recharger 280HD\",'280HD-Metric'!I216,IF($C$9=\"Recharger 330XLHD\",'330XLHD-Metric'!I216,IF($C$9=\"Recharger 360HD\",'360HD-Metric'!N216,IF($C$9=\"Recharger 902HD\",'902HD-Metric'!N216,IF($C$9=\"Recharger 180HD\",'180HD-Metric'!I216,\"\")))))))","v":""},null,{"$f":"IF($C$9=\"Contactor 100HD\",'100HD-Metric'!M216,IF($C$9=\"Recharger 150XLHD\",'150XLHD-Metric'!M216,IF($C$9=\"Recharger 280HD\",'280HD-Metric'!M216,IF($C$9=\"Recharger 330XLHD\",'330XLHD-Metric'!M216,IF($C$9=\"Recharger 360HD\",'360HD-Metric'!R216,IF($C$9=\"Recharger 902HD\",'902HD-Metric'!R216,IF($C$9=\"Contactor Field Drain C-4HD\",'C-4HD-Metric'!I216,IF($C$9=\"Recharger 180HD\",'180HD-Metric'!M216,0))))))))","v":""},{"$f":"IF($C$9=\"Contactor 100HD\",'100HD-Metric'!O216,IF($C$9=\"Recharger 150XLHD\",'150XLHD-Metric'!O216,IF($C$9=\"Recharger 280HD\",'280HD-Metric'!O216,IF($C$9=\"Recharger 330XLHD\",'330XLHD-Metric'!O216,IF($C$9=\"Recharger 360HD\",'360HD-Metric'!T216,IF($C$9=\"Recharger 902HD\",'902HD-Metric'!T216,IF($C$9=\"Contactor Field Drain C-4HD\",'C-4HD-Metric'!K216,IF($C$9=\"Recharger 180HD\",'180HD-Metric'!O216,0))))))))","v":""}]
[null,{"$f":"IF($C$9=\"Contactor 100HD\",'100HD-Metric'!G217,IF($C$9=\"Recharger 150XLHD\",'150XLHD-Metric'!G217,IF($C$9=\"Recharger 280HD\",'280HD-Metric'!G217,IF($C$9=\"Recharger 330XLHD\",'330XLHD-Metric'!G217,IF($C$9=\"Recharger 360HD\",'360HD-Metric'!K217,IF($C$9=\"Recharger 902HD\",'902HD-Metric'!K217,IF($C$9=\"Contactor Field Drain C-4HD\",'C-4HD-Metric'!E217,IF($C$9=\"Recharger 180HD\",'180HD-Metric'!G217,0))))))))","v":""},{"$f":"IF($C$9=\"Contactor 100HD\",'100HD-Metric'!I217,IF($C$9=\"Recharger 150XLHD\",'150XLHD-Metric'!I217,IF($C$9=\"Recharger 280HD\",'280HD-Metric'!I217,IF($C$9=\"Recharger 330XLHD\",'330XLHD-Metric'!I217,IF($C$9=\"Recharger 360HD\",'360HD-Metric'!N217,IF($C$9=\"Recharger 902HD\",'902HD-Metric'!N217,IF($C$9=\"Recharger 180HD\",'180HD-Metric'!I217,\"\")))))))","v":""},null,{"$f":"IF($C$9=\"Contactor 100HD\",'100HD-Metric'!M217,IF($C$9=\"Recharger 150XLHD\",'150XLHD-Metric'!M217,IF($C$9=\"Recharger 280HD\",'280HD-Metric'!M217,IF($C$9=\"Recharger 330XLHD\",'330XLHD-Metric'!M217,IF($C$9=\"Recharger 360HD\",'360HD-Metric'!R217,IF($C$9=\"Recharger 902HD\",'902HD-Metric'!R217,IF($C$9=\"Contactor Field Drain C-4HD\",'C-4HD-Metric'!I217,IF($C$9=\"Recharger 180HD\",'180HD-Metric'!M217,0))))))))","v":""},{"$f":"IF($C$9=\"Contactor 100HD\",'100HD-Metric'!O217,IF($C$9=\"Recharger 150XLHD\",'150XLHD-Metric'!O217,IF($C$9=\"Recharger 280HD\",'280HD-Metric'!O217,IF($C$9=\"Recharger 330XLHD\",'330XLHD-Metric'!O217,IF($C$9=\"Recharger 360HD\",'360HD-Metric'!T217,IF($C$9=\"Recharger 902HD\",'902HD-Metric'!T217,IF($C$9=\"Contactor Field Drain C-4HD\",'C-4HD-Metric'!K217,IF($C$9=\"Recharger 180HD\",'180HD-Metric'!O217,0))))))))","v":""}]
[null,{"$f":"IF($C$9=\"Contactor 100HD\",'100HD-Metric'!G218,IF($C$9=\"Recharger 150XLHD\",'150XLHD-Metric'!G218,IF($C$9=\"Recharger 280HD\",'280HD-Metric'!G218,IF($C$9=\"Recharger 330XLHD\",'330XLHD-Metric'!G218,IF($C$9=\"Recharger 360HD\",'360HD-Metric'!K218,IF($C$9=\"Recharger 902HD\",'902HD-Metric'!K218,IF($C$9=\"Contactor Field Drain C-4HD\",'C-4HD-Metric'!E218,IF($C$9=\"Recharger 180HD\",'180HD-Metric'!G218,0))))))))","v":""},{"$f":"IF($C$9=\"Contactor 100HD\",'100HD-Metric'!I218,IF($C$9=\"Recharger 150XLHD\",'150XLHD-Metric'!I218,IF($C$9=\"Recharger 280HD\",'280HD-Metric'!I218,IF($C$9=\"Recharger 330XLHD\",'330XLHD-Metric'!I218,IF($C$9=\"Recharger 360HD\",'360HD-Metric'!N218,IF($C$9=\"Recharger 902HD\",'902HD-Metric'!N218,IF($C$9=\"Recharger 180HD\",'180HD-Metric'!I218,\"\")))))))","v":""},null,{"$f":"IF($C$9=\"Contactor 100HD\",'100HD-Metric'!M218,IF($C$9=\"Recharger 150XLHD\",'150XLHD-Metric'!M218,IF($C$9=\"Recharger 280HD\",'280HD-Metric'!M218,IF($C$9=\"Recharger 330XLHD\",'330XLHD-Metric'!M218,IF($C$9=\"Recharger 360HD\",'360HD-Metric'!R218,IF($C$9=\"Recharger 902HD\",'902HD-Metric'!R218,IF($C$9=\"Contactor Field Drain C-4HD\",'C-4HD-Metric'!I218,IF($C$9=\"Recharger 180HD\",'180HD-Metric'!M218,0))))))))","v":""},{"$f":"IF($C$9=\"Contactor 100HD\",'100HD-Metric'!O218,IF($C$9=\"Recharger 150XLHD\",'150XLHD-Metric'!O218,IF($C$9=\"Recharger 280HD\",'280HD-Metric'!O218,IF($C$9=\"Recharger 330XLHD\",'330XLHD-Metric'!O218,IF($C$9=\"Recharger 360HD\",'360HD-Metric'!T218,IF($C$9=\"Recharger 902HD\",'902HD-Metric'!T218,IF($C$9=\"Contactor Field Drain C-4HD\",'C-4HD-Metric'!K218,IF($C$9=\"Recharger 180HD\",'180HD-Metric'!O218,0))))))))","v":""}]
[null,{"$f":"IF($C$9=\"Contactor 100HD\",'100HD-Metric'!G219,IF($C$9=\"Recharger 150XLHD\",'150XLHD-Metric'!G219,IF($C$9=\"Recharger 280HD\",'280HD-Metric'!G219,IF($C$9=\"Recharger 330XLHD\",'330XLHD-Metric'!G219,IF($C$9=\"Recharger 360HD\",'360HD-Metric'!K219,IF($C$9=\"Recharger 902HD\",'902HD-Metric'!K219,IF($C$9=\"Contactor Field Drain C-4HD\",'C-4HD-Metric'!E219,IF($C$9=\"Recharger 180HD\",'180HD-Metric'!G219,0))))))))","v":""},{"$f":"IF($C$9=\"Contactor 100HD\",'100HD-Metric'!I219,IF($C$9=\"Recharger 150XLHD\",'150XLHD-Metric'!I219,IF($C$9=\"Recharger 280HD\",'280HD-Metric'!I219,IF($C$9=\"Recharger 330XLHD\",'330XLHD-Metric'!I219,IF($C$9=\"Recharger 360HD\",'360HD-Metric'!N219,IF($C$9=\"Recharger 902HD\",'902HD-Metric'!N219,IF($C$9=\"Recharger 180HD\",'180HD-Metric'!I219,\"\")))))))","v":""},null,{"$f":"IF($C$9=\"Contactor 100HD\",'100HD-Metric'!M219,IF($C$9=\"Recharger 150XLHD\",'150XLHD-Metric'!M219,IF($C$9=\"Recharger 280HD\",'280HD-Metric'!M219,IF($C$9=\"Recharger 330XLHD\",'330XLHD-Metric'!M219,IF($C$9=\"Recharger 360HD\",'360HD-Metric'!R219,IF($C$9=\"Recharger 902HD\",'902HD-Metric'!R219,IF($C$9=\"Contactor Field Drain C-4HD\",'C-4HD-Metric'!I219,IF($C$9=\"Recharger 180HD\",'180HD-Metric'!M219,0))))))))","v":""},{"$f":"IF($C$9=\"Contactor 100HD\",'100HD-Metric'!O219,IF($C$9=\"Recharger 150XLHD\",'150XLHD-Metric'!O219,IF($C$9=\"Recharger 280HD\",'280HD-Metric'!O219,IF($C$9=\"Recharger 330XLHD\",'330XLHD-Metric'!O219,IF($C$9=\"Recharger 360HD\",'360HD-Metric'!T219,IF($C$9=\"Recharger 902HD\",'902HD-Metric'!T219,IF($C$9=\"Contactor Field Drain C-4HD\",'C-4HD-Metric'!K219,IF($C$9=\"Recharger 180HD\",'180HD-Metric'!O219,0))))))))","v":""}]
[null,{"$f":"IF($C$9=\"Contactor 100HD\",'100HD-Metric'!G220,IF($C$9=\"Recharger 150XLHD\",'150XLHD-Metric'!G220,IF($C$9=\"Recharger 280HD\",'280HD-Metric'!G220,IF($C$9=\"Recharger 330XLHD\",'330XLHD-Metric'!G220,IF($C$9=\"Recharger 360HD\",'360HD-Metric'!K220,IF($C$9=\"Recharger 902HD\",'902HD-Metric'!K220,IF($C$9=\"Contactor Field Drain C-4HD\",'C-4HD-Metric'!E220,IF($C$9=\"Recharger 180HD\",'180HD-Metric'!G220,0))))))))","v":""},{"$f":"IF($C$9=\"Contactor 100HD\",'100HD-Metric'!I220,IF($C$9=\"Recharger 150XLHD\",'150XLHD-Metric'!I220,IF($C$9=\"Recharger 280HD\",'280HD-Metric'!I220,IF($C$9=\"Recharger 330XLHD\",'330XLHD-Metric'!I220,IF($C$9=\"Recharger 360HD\",'360HD-Metric'!N220,IF($C$9=\"Recharger 902HD\",'902HD-Metric'!N220,IF($C$9=\"Recharger 180HD\",'180HD-Metric'!I220,\"\")))))))","v":""},null,{"$f":"IF($C$9=\"Contactor 100HD\",'100HD-Metric'!M220,IF($C$9=\"Recharger 150XLHD\",'150XLHD-Metric'!M220,IF($C$9=\"Recharger 280HD\",'280HD-Metric'!M220,IF($C$9=\"Recharger 330XLHD\",'330XLHD-Metric'!M220,IF($C$9=\"Recharger 360HD\",'360HD-Metric'!R220,IF($C$9=\"Recharger 902HD\",'902HD-Metric'!R220,IF($C$9=\"Contactor Field Drain C-4HD\",'C-4HD-Metric'!I220,IF($C$9=\"Recharger 180HD\",'180HD-Metric'!M220,0))))))))","v":""},{"$f":"IF($C$9=\"Contactor 100HD\",'100HD-Metric'!O220,IF($C$9=\"Recharger 150XLHD\",'150XLHD-Metric'!O220,IF($C$9=\"Recharger 280HD\",'280HD-Metric'!O220,IF($C$9=\"Recharger 330XLHD\",'330XLHD-Metric'!O220,IF($C$9=\"Recharger 360HD\",'360HD-Metric'!T220,IF($C$9=\"Recharger 902HD\",'902HD-Metric'!T220,IF($C$9=\"Contactor Field Drain C-4HD\",'C-4HD-Metric'!K220,IF($C$9=\"Recharger 180HD\",'180HD-Metric'!O220,0))))))))","v":""}]
[null,{"$f":"IF($C$9=\"Contactor 100HD\",'100HD-Metric'!G221,IF($C$9=\"Recharger 150XLHD\",'150XLHD-Metric'!G221,IF($C$9=\"Recharger 280HD\",'280HD-Metric'!G221,IF($C$9=\"Recharger 330XLHD\",'330XLHD-Metric'!G221,IF($C$9=\"Recharger 360HD\",'360HD-Metric'!K221,IF($C$9=\"Recharger 902HD\",'902HD-Metric'!K221,IF($C$9=\"Contactor Field Drain C-4HD\",'C-4HD-Metric'!E221,IF($C$9=\"Recharger 180HD\",'180HD-Metric'!G221,0))))))))","v":""},{"$f":"IF($C$9=\"Contactor 100HD\",'100HD-Metric'!I221,IF($C$9=\"Recharger 150XLHD\",'150XLHD-Metric'!I221,IF($C$9=\"Recharger 280HD\",'280HD-Metric'!I221,IF($C$9=\"Recharger 330XLHD\",'330XLHD-Metric'!I221,IF($C$9=\"Recharger 360HD\",'360HD-Metric'!N221,IF($C$9=\"Recharger 902HD\",'902HD-Metric'!N221,IF($C$9=\"Recharger 180HD\",'180HD-Metric'!I221,\"\")))))))","v":""},null,{"$f":"IF($C$9=\"Contactor 100HD\",'100HD-Metric'!M221,IF($C$9=\"Recharger 150XLHD\",'150XLHD-Metric'!M221,IF($C$9=\"Recharger 280HD\",'280HD-Metric'!M221,IF($C$9=\"Recharger 330XLHD\",'330XLHD-Metric'!M221,IF($C$9=\"Recharger 360HD\",'360HD-Metric'!R221,IF($C$9=\"Recharger 902HD\",'902HD-Metric'!R221,IF($C$9=\"Contactor Field Drain C-4HD\",'C-4HD-Metric'!I221,IF($C$9=\"Recharger 180HD\",'180HD-Metric'!M221,0))))))))","v":""},{"$f":"IF($C$9=\"Contactor 100HD\",'100HD-Metric'!O221,IF($C$9=\"Recharger 150XLHD\",'150XLHD-Metric'!O221,IF($C$9=\"Recharger 280HD\",'280HD-Metric'!O221,IF($C$9=\"Recharger 330XLHD\",'330XLHD-Metric'!O221,IF($C$9=\"Recharger 360HD\",'360HD-Metric'!T221,IF($C$9=\"Recharger 902HD\",'902HD-Metric'!T221,IF($C$9=\"Contactor Field Drain C-4HD\",'C-4HD-Metric'!K221,IF($C$9=\"Recharger 180HD\",'180HD-Metric'!O221,0))))))))","v":""}]
[null,{"$f":"IF($C$9=\"Contactor 100HD\",'100HD-Metric'!G222,IF($C$9=\"Recharger 150XLHD\",'150XLHD-Metric'!G222,IF($C$9=\"Recharger 280HD\",'280HD-Metric'!G222,IF($C$9=\"Recharger 330XLHD\",'330XLHD-Metric'!G222,IF($C$9=\"Recharger 360HD\",'360HD-Metric'!K222,IF($C$9=\"Recharger 902HD\",'902HD-Metric'!K222,IF($C$9=\"Contactor Field Drain C-4HD\",'C-4HD-Metric'!E222,IF($C$9=\"Recharger 180HD\",'180HD-Metric'!G222,0))))))))","v":""},{"$f":"IF($C$9=\"Contactor 100HD\",'100HD-Metric'!I222,IF($C$9=\"Recharger 150XLHD\",'150XLHD-Metric'!I222,IF($C$9=\"Recharger 280HD\",'280HD-Metric'!I222,IF($C$9=\"Recharger 330XLHD\",'330XLHD-Metric'!I222,IF($C$9=\"Recharger 360HD\",'360HD-Metric'!N222,IF($C$9=\"Recharger 902HD\",'902HD-Metric'!N222,IF($C$9=\"Recharger 180HD\",'180HD-Metric'!I222,\"\")))))))","v":""},null,{"$f":"IF($C$9=\"Contactor 100HD\",'100HD-Metric'!M222,IF($C$9=\"Recharger 150XLHD\",'150XLHD-Metric'!M222,IF($C$9=\"Recharger 280HD\",'280HD-Metric'!M222,IF($C$9=\"Recharger 330XLHD\",'330XLHD-Metric'!M222,IF($C$9=\"Recharger 360HD\",'360HD-Metric'!R222,IF($C$9=\"Recharger 902HD\",'902HD-Metric'!R222,IF($C$9=\"Contactor Field Drain C-4HD\",'C-4HD-Metric'!I222,IF($C$9=\"Recharger 180HD\",'180HD-Metric'!M222,0))))))))","v":""},{"$f":"IF($C$9=\"Contactor 100HD\",'100HD-Metric'!O222,IF($C$9=\"Recharger 150XLHD\",'150XLHD-Metric'!O222,IF($C$9=\"Recharger 280HD\",'280HD-Metric'!O222,IF($C$9=\"Recharger 330XLHD\",'330XLHD-Metric'!O222,IF($C$9=\"Recharger 360HD\",'360HD-Metric'!T222,IF($C$9=\"Recharger 902HD\",'902HD-Metric'!T222,IF($C$9=\"Contactor Field Drain C-4HD\",'C-4HD-Metric'!K222,IF($C$9=\"Recharger 180HD\",'180HD-Metric'!O222,0))))))))","v":""}]
[null,{"$f":"IF($C$9=\"Contactor 100HD\",'100HD-Metric'!G223,IF($C$9=\"Recharger 150XLHD\",'150XLHD-Metric'!G223,IF($C$9=\"Recharger 280HD\",'280HD-Metric'!G223,IF($C$9=\"Recharger 330XLHD\",'330XLHD-Metric'!G223,IF($C$9=\"Recharger 360HD\",'360HD-Metric'!K223,IF($C$9=\"Recharger 902HD\",'902HD-Metric'!K223,IF($C$9=\"Contactor Field Drain C-4HD\",'C-4HD-Metric'!E223,IF($C$9=\"Recharger 180HD\",'180HD-Metric'!G223,0))))))))","v":""},{"$f":"IF($C$9=\"Contactor 100HD\",'100HD-Metric'!I223,IF($C$9=\"Recharger 150XLHD\",'150XLHD-Metric'!I223,IF($C$9=\"Recharger 280HD\",'280HD-Metric'!I223,IF($C$9=\"Recharger 330XLHD\",'330XLHD-Metric'!I223,IF($C$9=\"Recharger 360HD\",'360HD-Metric'!N223,IF($C$9=\"Recharger 902HD\",'902HD-Metric'!N223,IF($C$9=\"Recharger 180HD\",'180HD-Metric'!I223,\"\")))))))","v":""},null,{"$f":"IF($C$9=\"Contactor 100HD\",'100HD-Metric'!M223,IF($C$9=\"Recharger 150XLHD\",'150XLHD-Metric'!M223,IF($C$9=\"Recharger 280HD\",'280HD-Metric'!M223,IF($C$9=\"Recharger 330XLHD\",'330XLHD-Metric'!M223,IF($C$9=\"Recharger 360HD\",'360HD-Metric'!R223,IF($C$9=\"Recharger 902HD\",'902HD-Metric'!R223,IF($C$9=\"Contactor Field Drain C-4HD\",'C-4HD-Metric'!I223,IF($C$9=\"Recharger 180HD\",'180HD-Metric'!M223,0))))))))","v":""},{"$f":"IF($C$9=\"Contactor 100HD\",'100HD-Metric'!O223,IF($C$9=\"Recharger 150XLHD\",'150XLHD-Metric'!O223,IF($C$9=\"Recharger 280HD\",'280HD-Metric'!O223,IF($C$9=\"Recharger 330XLHD\",'330XLHD-Metric'!O223,IF($C$9=\"Recharger 360HD\",'360HD-Metric'!T223,IF($C$9=\"Recharger 902HD\",'902HD-Metric'!T223,IF($C$9=\"Contactor Field Drain C-4HD\",'C-4HD-Metric'!K223,IF($C$9=\"Recharger 180HD\",'180HD-Metric'!O223,0))))))))","v":""}]
[null,{"$f":"IF($C$9=\"Contactor 100HD\",'100HD-Metric'!G224,IF($C$9=\"Recharger 150XLHD\",'150XLHD-Metric'!G224,IF($C$9=\"Recharger 280HD\",'280HD-Metric'!G224,IF($C$9=\"Recharger 330XLHD\",'330XLHD-Metric'!G224,IF($C$9=\"Recharger 360HD\",'360HD-Metric'!K224,IF($C$9=\"Recharger 902HD\",'902HD-Metric'!K224,IF($C$9=\"Contactor Field Drain C-4HD\",'C-4HD-Metric'!E224,IF($C$9=\"Recharger 180HD\",'180HD-Metric'!G224,0))))))))","v":""},{"$f":"IF($C$9=\"Contactor 100HD\",'100HD-Metric'!I224,IF($C$9=\"Recharger 150XLHD\",'150XLHD-Metric'!I224,IF($C$9=\"Recharger 280HD\",'280HD-Metric'!I224,IF($C$9=\"Recharger 330XLHD\",'330XLHD-Metric'!I224,IF($C$9=\"Recharger 360HD\",'360HD-Metric'!N224,IF($C$9=\"Recharger 902HD\",'902HD-Metric'!N224,IF($C$9=\"Recharger 180HD\",'180HD-Metric'!I224,\"\")))))))","v":""},null,{"$f":"IF($C$9=\"Contactor 100HD\",'100HD-Metric'!M224,IF($C$9=\"Recharger 150XLHD\",'150XLHD-Metric'!M224,IF($C$9=\"Recharger 280HD\",'280HD-Metric'!M224,IF($C$9=\"Recharger 330XLHD\",'330XLHD-Metric'!M224,IF($C$9=\"Recharger 360HD\",'360HD-Metric'!R224,IF($C$9=\"Recharger 902HD\",'902HD-Metric'!R224,IF($C$9=\"Contactor Field Drain C-4HD\",'C-4HD-Metric'!I224,IF($C$9=\"Recharger 180HD\",'180HD-Metric'!M224,0))))))))","v":""},{"$f":"IF($C$9=\"Contactor 100HD\",'100HD-Metric'!O224,IF($C$9=\"Recharger 150XLHD\",'150XLHD-Metric'!O224,IF($C$9=\"Recharger 280HD\",'280HD-Metric'!O224,IF($C$9=\"Recharger 330XLHD\",'330XLHD-Metric'!O224,IF($C$9=\"Recharger 360HD\",'360HD-Metric'!T224,IF($C$9=\"Recharger 902HD\",'902HD-Metric'!T224,IF($C$9=\"Contactor Field Drain C-4HD\",'C-4HD-Metric'!K224,IF($C$9=\"Recharger 180HD\",'180HD-Metric'!O224,0))))))))","v":""}]
[null,{"$f":"IF($C$9=\"Contactor 100HD\",'100HD-Metric'!G225,IF($C$9=\"Recharger 150XLHD\",'150XLHD-Metric'!G225,IF($C$9=\"Recharger 280HD\",'280HD-Metric'!G225,IF($C$9=\"Recharger 330XLHD\",'330XLHD-Metric'!G225,IF($C$9=\"Recharger 360HD\",'360HD-Metric'!K225,IF($C$9=\"Recharger 902HD\",'902HD-Metric'!K225,IF($C$9=\"Contactor Field Drain C-4HD\",'C-4HD-Metric'!E225,IF($C$9=\"Recharger 180HD\",'180HD-Metric'!G225,0))))))))","v":""},{"$f":"IF($C$9=\"Contactor 100HD\",'100HD-Metric'!I225,IF($C$9=\"Recharger 150XLHD\",'150XLHD-Metric'!I225,IF($C$9=\"Recharger 280HD\",'280HD-Metric'!I225,IF($C$9=\"Recharger 330XLHD\",'330XLHD-Metric'!I225,IF($C$9=\"Recharger 360HD\",'360HD-Metric'!N225,IF($C$9=\"Recharger 902HD\",'902HD-Metric'!N225,IF($C$9=\"Recharger 180HD\",'180HD-Metric'!I225,\"\")))))))","v":""},null,{"$f":"IF($C$9=\"Contactor 100HD\",'100HD-Metric'!M225,IF($C$9=\"Recharger 150XLHD\",'150XLHD-Metric'!M225,IF($C$9=\"Recharger 280HD\",'280HD-Metric'!M225,IF($C$9=\"Recharger 330XLHD\",'330XLHD-Metric'!M225,IF($C$9=\"Recharger 360HD\",'360HD-Metric'!R225,IF($C$9=\"Recharger 902HD\",'902HD-Metric'!R225,IF($C$9=\"Contactor Field Drain C-4HD\",'C-4HD-Metric'!I225,IF($C$9=\"Recharger 180HD\",'180HD-Metric'!M225,0))))))))","v":""},{"$f":"IF($C$9=\"Contactor 100HD\",'100HD-Metric'!O225,IF($C$9=\"Recharger 150XLHD\",'150XLHD-Metric'!O225,IF($C$9=\"Recharger 280HD\",'280HD-Metric'!O225,IF($C$9=\"Recharger 330XLHD\",'330XLHD-Metric'!O225,IF($C$9=\"Recharger 360HD\",'360HD-Metric'!T225,IF($C$9=\"Recharger 902HD\",'902HD-Metric'!T225,IF($C$9=\"Contactor Field Drain C-4HD\",'C-4HD-Metric'!K225,IF($C$9=\"Recharger 180HD\",'180HD-Metric'!O225,0))))))))","v":""}]
[null,{"$f":"IF($C$9=\"Contactor 100HD\",'100HD-Metric'!G226,IF($C$9=\"Recharger 150XLHD\",'150XLHD-Metric'!G226,IF($C$9=\"Recharger 280HD\",'280HD-Metric'!G226,IF($C$9=\"Recharger 330XLHD\",'330XLHD-Metric'!G226,IF($C$9=\"Recharger 360HD\",'360HD-Metric'!K226,IF($C$9=\"Recharger 902HD\",'902HD-Metric'!K226,IF($C$9=\"Contactor Field Drain C-4HD\",'C-4HD-Metric'!E226,IF($C$9=\"Recharger 180HD\",'180HD-Metric'!G226,0))))))))","v":""},{"$f":"IF($C$9=\"Contactor 100HD\",'100HD-Metric'!I226,IF($C$9=\"Recharger 150XLHD\",'150XLHD-Metric'!I226,IF($C$9=\"Recharger 280HD\",'280HD-Metric'!I226,IF($C$9=\"Recharger 330XLHD\",'330XLHD-Metric'!I226,IF($C$9=\"Recharger 360HD\",'360HD-Metric'!N226,IF($C$9=\"Recharger 902HD\",'902HD-Metric'!N226,IF($C$9=\"Recharger 180HD\",'180HD-Metric'!I226,\"\")))))))","v":""},null,{"$f":"IF($C$9=\"Contactor 100HD\",'100HD-Metric'!M226,IF($C$9=\"Recharger 150XLHD\",'150XLHD-Metric'!M226,IF($C$9=\"Recharger 280HD\",'280HD-Metric'!M226,IF($C$9=\"Recharger 330XLHD\",'330XLHD-Metric'!M226,IF($C$9=\"Recharger 360HD\",'360HD-Metric'!R226,IF($C$9=\"Recharger 902HD\",'902HD-Metric'!R226,IF($C$9=\"Contactor Field Drain C-4HD\",'C-4HD-Metric'!I226,IF($C$9=\"Recharger 180HD\",'180HD-Metric'!M226,0))))))))","v":""},{"$f":"IF($C$9=\"Contactor 100HD\",'100HD-Metric'!O226,IF($C$9=\"Recharger 150XLHD\",'150XLHD-Metric'!O226,IF($C$9=\"Recharger 280HD\",'280HD-Metric'!O226,IF($C$9=\"Recharger 330XLHD\",'330XLHD-Metric'!O226,IF($C$9=\"Recharger 360HD\",'360HD-Metric'!T226,IF($C$9=\"Recharger 902HD\",'902HD-Metric'!T226,IF($C$9=\"Contactor Field Drain C-4HD\",'C-4HD-Metric'!K226,IF($C$9=\"Recharger 180HD\",'180HD-Metric'!O226,0))))))))","v":""}]
[null,{"$f":"IF($C$9=\"Contactor 100HD\",'100HD-Metric'!G227,IF($C$9=\"Recharger 150XLHD\",'150XLHD-Metric'!G227,IF($C$9=\"Recharger 280HD\",'280HD-Metric'!G227,IF($C$9=\"Recharger 330XLHD\",'330XLHD-Metric'!G227,IF($C$9=\"Recharger 360HD\",'360HD-Metric'!K227,IF($C$9=\"Recharger 902HD\",'902HD-Metric'!K227,IF($C$9=\"Contactor Field Drain C-4HD\",'C-4HD-Metric'!E227,IF($C$9=\"Recharger 180HD\",'180HD-Metric'!G227,0))))))))","v":""},{"$f":"IF($C$9=\"Contactor 100HD\",'100HD-Metric'!I227,IF($C$9=\"Recharger 150XLHD\",'150XLHD-Metric'!I227,IF($C$9=\"Recharger 280HD\",'280HD-Metric'!I227,IF($C$9=\"Recharger 330XLHD\",'330XLHD-Metric'!I227,IF($C$9=\"Recharger 360HD\",'360HD-Metric'!N227,IF($C$9=\"Recharger 902HD\",'902HD-Metric'!N227,IF($C$9=\"Recharger 180HD\",'180HD-Metric'!I227,\"\")))))))","v":""},null,{"$f":"IF($C$9=\"Contactor 100HD\",'100HD-Metric'!M227,IF($C$9=\"Recharger 150XLHD\",'150XLHD-Metric'!M227,IF($C$9=\"Recharger 280HD\",'280HD-Metric'!M227,IF($C$9=\"Recharger 330XLHD\",'330XLHD-Metric'!M227,IF($C$9=\"Recharger 360HD\",'360HD-Metric'!R227,IF($C$9=\"Recharger 902HD\",'902HD-Metric'!R227,IF($C$9=\"Contactor Field Drain C-4HD\",'C-4HD-Metric'!I227,IF($C$9=\"Recharger 180HD\",'180HD-Metric'!M227,0))))))))","v":""},{"$f":"IF($C$9=\"Contactor 100HD\",'100HD-Metric'!O227,IF($C$9=\"Recharger 150XLHD\",'150XLHD-Metric'!O227,IF($C$9=\"Recharger 280HD\",'280HD-Metric'!O227,IF($C$9=\"Recharger 330XLHD\",'330XLHD-Metric'!O227,IF($C$9=\"Recharger 360HD\",'360HD-Metric'!T227,IF($C$9=\"Recharger 902HD\",'902HD-Metric'!T227,IF($C$9=\"Contactor Field Drain C-4HD\",'C-4HD-Metric'!K227,IF($C$9=\"Recharger 180HD\",'180HD-Metric'!O227,0))))))))","v":""}]
[null,{"$f":"IF($C$9=\"Contactor 100HD\",'100HD-Metric'!G228,IF($C$9=\"Recharger 150XLHD\",'150XLHD-Metric'!G228,IF($C$9=\"Recharger 280HD\",'280HD-Metric'!G228,IF($C$9=\"Recharger 330XLHD\",'330XLHD-Metric'!G228,IF($C$9=\"Recharger 360HD\",'360HD-Metric'!K228,IF($C$9=\"Recharger 902HD\",'902HD-Metric'!K228,IF($C$9=\"Contactor Field Drain C-4HD\",'C-4HD-Metric'!E228,IF($C$9=\"Recharger 180HD\",'180HD-Metric'!G228,0))))))))","v":""},{"$f":"IF($C$9=\"Contactor 100HD\",'100HD-Metric'!I228,IF($C$9=\"Recharger 150XLHD\",'150XLHD-Metric'!I228,IF($C$9=\"Recharger 280HD\",'280HD-Metric'!I228,IF($C$9=\"Recharger 330XLHD\",'330XLHD-Metric'!I228,IF($C$9=\"Recharger 360HD\",'360HD-Metric'!N228,IF($C$9=\"Recharger 902HD\",'902HD-Metric'!N228,IF($C$9=\"Recharger 180HD\",'180HD-Metric'!I228,\"\")))))))","v":""},null,{"$f":"IF($C$9=\"Contactor 100HD\",'100HD-Metric'!M228,IF($C$9=\"Recharger 150XLHD\",'150XLHD-Metric'!M228,IF($C$9=\"Recharger 280HD\",'280HD-Metric'!M228,IF($C$9=\"Recharger 330XLHD\",'330XLHD-Metric'!M228,IF($C$9=\"Recharger 360HD\",'360HD-Metric'!R228,IF($C$9=\"Recharger 902HD\",'902HD-Metric'!R228,IF($C$9=\"Contactor Field Drain C-4HD\",'C-4HD-Metric'!I228,IF($C$9=\"Recharger 180HD\",'180HD-Metric'!M228,0))))))))","v":""},{"$f":"IF($C$9=\"Contactor 100HD\",'100HD-Metric'!O228,IF($C$9=\"Recharger 150XLHD\",'150XLHD-Metric'!O228,IF($C$9=\"Recharger 280HD\",'280HD-Metric'!O228,IF($C$9=\"Recharger 330XLHD\",'330XLHD-Metric'!O228,IF($C$9=\"Recharger 360HD\",'360HD-Metric'!T228,IF($C$9=\"Recharger 902HD\",'902HD-Metric'!T228,IF($C$9=\"Contactor Field Drain C-4HD\",'C-4HD-Metric'!K228,IF($C$9=\"Recharger 180HD\",'180HD-Metric'!O228,0))))))))","v":""}]
[null,{"$f":"IF($C$9=\"Contactor 100HD\",'100HD-Metric'!G229,IF($C$9=\"Recharger 150XLHD\",'150XLHD-Metric'!G229,IF($C$9=\"Recharger 280HD\",'280HD-Metric'!G229,IF($C$9=\"Recharger 330XLHD\",'330XLHD-Metric'!G229,IF($C$9=\"Recharger 360HD\",'360HD-Metric'!K229,IF($C$9=\"Recharger 902HD\",'902HD-Metric'!K229,IF($C$9=\"Contactor Field Drain C-4HD\",'C-4HD-Metric'!E229,IF($C$9=\"Recharger 180HD\",'180HD-Metric'!G229,0))))))))","v":""},{"$f":"IF($C$9=\"Contactor 100HD\",'100HD-Metric'!I229,IF($C$9=\"Recharger 150XLHD\",'150XLHD-Metric'!I229,IF($C$9=\"Recharger 280HD\",'280HD-Metric'!I229,IF($C$9=\"Recharger 330XLHD\",'330XLHD-Metric'!I229,IF($C$9=\"Recharger 360HD\",'360HD-Metric'!N229,IF($C$9=\"Recharger 902HD\",'902HD-Metric'!N229,IF($C$9=\"Recharger 180HD\",'180HD-Metric'!I229,\"\")))))))","v":""},null,{"$f":"IF($C$9=\"Contactor 100HD\",'100HD-Metric'!M229,IF($C$9=\"Recharger 150XLHD\",'150XLHD-Metric'!M229,IF($C$9=\"Recharger 280HD\",'280HD-Metric'!M229,IF($C$9=\"Recharger 330XLHD\",'330XLHD-Metric'!M229,IF($C$9=\"Recharger 360HD\",'360HD-Metric'!R229,IF($C$9=\"Recharger 902HD\",'902HD-Metric'!R229,IF($C$9=\"Contactor Field Drain C-4HD\",'C-4HD-Metric'!I229,IF($C$9=\"Recharger 180HD\",'180HD-Metric'!M229,0))))))))","v":""},{"$f":"IF($C$9=\"Contactor 100HD\",'100HD-Metric'!O229,IF($C$9=\"Recharger 150XLHD\",'150XLHD-Metric'!O229,IF($C$9=\"Recharger 280HD\",'280HD-Metric'!O229,IF($C$9=\"Recharger 330XLHD\",'330XLHD-Metric'!O229,IF($C$9=\"Recharger 360HD\",'360HD-Metric'!T229,IF($C$9=\"Recharger 902HD\",'902HD-Metric'!T229,IF($C$9=\"Contactor Field Drain C-4HD\",'C-4HD-Metric'!K229,IF($C$9=\"Recharger 180HD\",'180HD-Metric'!O229,0))))))))","v":""}]
[null,{"$f":"IF($C$9=\"Contactor 100HD\",'100HD-Metric'!G230,IF($C$9=\"Recharger 150XLHD\",'150XLHD-Metric'!G230,IF($C$9=\"Recharger 280HD\",'280HD-Metric'!G230,IF($C$9=\"Recharger 330XLHD\",'330XLHD-Metric'!G230,IF($C$9=\"Recharger 360HD\",'360HD-Metric'!K230,IF($C$9=\"Recharger 902HD\",'902HD-Metric'!K230,IF($C$9=\"Contactor Field Drain C-4HD\",'C-4HD-Metric'!E230,IF($C$9=\"Recharger 180HD\",'180HD-Metric'!G230,0))))))))","v":""},{"$f":"IF($C$9=\"Contactor 100HD\",'100HD-Metric'!I230,IF($C$9=\"Recharger 150XLHD\",'150XLHD-Metric'!I230,IF($C$9=\"Recharger 280HD\",'280HD-Metric'!I230,IF($C$9=\"Recharger 330XLHD\",'330XLHD-Metric'!I230,IF($C$9=\"Recharger 360HD\",'360HD-Metric'!N230,IF($C$9=\"Recharger 902HD\",'902HD-Metric'!N230,IF($C$9=\"Recharger 180HD\",'180HD-Metric'!I230,\"\")))))))","v":""},null,{"$f":"IF($C$9=\"Contactor 100HD\",'100HD-Metric'!M230,IF($C$9=\"Recharger 150XLHD\",'150XLHD-Metric'!M230,IF($C$9=\"Recharger 280HD\",'280HD-Metric'!M230,IF($C$9=\"Recharger 330XLHD\",'330XLHD-Metric'!M230,IF($C$9=\"Recharger 360HD\",'360HD-Metric'!R230,IF($C$9=\"Recharger 902HD\",'902HD-Metric'!R230,IF($C$9=\"Contactor Field Drain C-4HD\",'C-4HD-Metric'!I230,IF($C$9=\"Recharger 180HD\",'180HD-Metric'!M230,0))))))))","v":""},{"$f":"IF($C$9=\"Contactor 100HD\",'100HD-Metric'!O230,IF($C$9=\"Recharger 150XLHD\",'150XLHD-Metric'!O230,IF($C$9=\"Recharger 280HD\",'280HD-Metric'!O230,IF($C$9=\"Recharger 330XLHD\",'330XLHD-Metric'!O230,IF($C$9=\"Recharger 360HD\",'360HD-Metric'!T230,IF($C$9=\"Recharger 902HD\",'902HD-Metric'!T230,IF($C$9=\"Contactor Field Drain C-4HD\",'C-4HD-Metric'!K230,IF($C$9=\"Recharger 180HD\",'180HD-Metric'!O230,0))))))))","v":""}]
[null,{"$f":"IF($C$9=\"Contactor 100HD\",'100HD-Metric'!G231,IF($C$9=\"Recharger 150XLHD\",'150XLHD-Metric'!G231,IF($C$9=\"Recharger 280HD\",'280HD-Metric'!G231,IF($C$9=\"Recharger 330XLHD\",'330XLHD-Metric'!G231,IF($C$9=\"Recharger 360HD\",'360HD-Metric'!K231,IF($C$9=\"Recharger 902HD\",'902HD-Metric'!K231,IF($C$9=\"Contactor Field Drain C-4HD\",'C-4HD-Metric'!E231,IF($C$9=\"Recharger 180HD\",'180HD-Metric'!G231,0))))))))","v":""},{"$f":"IF($C$9=\"Contactor 100HD\",'100HD-Metric'!I231,IF($C$9=\"Recharger 150XLHD\",'150XLHD-Metric'!I231,IF($C$9=\"Recharger 280HD\",'280HD-Metric'!I231,IF($C$9=\"Recharger 330XLHD\",'330XLHD-Metric'!I231,IF($C$9=\"Recharger 360HD\",'360HD-Metric'!N231,IF($C$9=\"Recharger 902HD\",'902HD-Metric'!N231,IF($C$9=\"Recharger 180HD\",'180HD-Metric'!I231,\"\")))))))","v":""},null,{"$f":"IF($C$9=\"Contactor 100HD\",'100HD-Metric'!M231,IF($C$9=\"Recharger 150XLHD\",'150XLHD-Metric'!M231,IF($C$9=\"Recharger 280HD\",'280HD-Metric'!M231,IF($C$9=\"Recharger 330XLHD\",'330XLHD-Metric'!M231,IF($C$9=\"Recharger 360HD\",'360HD-Metric'!R231,IF($C$9=\"Recharger 902HD\",'902HD-Metric'!R231,IF($C$9=\"Contactor Field Drain C-4HD\",'C-4HD-Metric'!I231,IF($C$9=\"Recharger 180HD\",'180HD-Metric'!M231,0))))))))","v":""},{"$f":"IF($C$9=\"Contactor 100HD\",'100HD-Metric'!O231,IF($C$9=\"Recharger 150XLHD\",'150XLHD-Metric'!O231,IF($C$9=\"Recharger 280HD\",'280HD-Metric'!O231,IF($C$9=\"Recharger 330XLHD\",'330XLHD-Metric'!O231,IF($C$9=\"Recharger 360HD\",'360HD-Metric'!T231,IF($C$9=\"Recharger 902HD\",'902HD-Metric'!T231,IF($C$9=\"Contactor Field Drain C-4HD\",'C-4HD-Metric'!K231,IF($C$9=\"Recharger 180HD\",'180HD-Metric'!O231,0))))))))","v":""}]
[null,{"$f":"IF($C$9=\"Contactor 100HD\",'100HD-Metric'!G232,IF($C$9=\"Recharger 150XLHD\",'150XLHD-Metric'!G232,IF($C$9=\"Recharger 280HD\",'280HD-Metric'!G232,IF($C$9=\"Recharger 330XLHD\",'330XLHD-Metric'!G232,IF($C$9=\"Recharger 360HD\",'360HD-Metric'!K232,IF($C$9=\"Recharger 902HD\",'902HD-Metric'!K232,IF($C$9=\"Contactor Field Drain C-4HD\",'C-4HD-Metric'!E232,IF($C$9=\"Recharger 180HD\",'180HD-Metric'!G232,0))))))))","v":""},{"$f":"IF($C$9=\"Contactor 100HD\",'100HD-Metric'!I232,IF($C$9=\"Recharger 150XLHD\",'150XLHD-Metric'!I232,IF($C$9=\"Recharger 280HD\",'280HD-Metric'!I232,IF($C$9=\"Recharger 330XLHD\",'330XLHD-Metric'!I232,IF($C$9=\"Recharger 360HD\",'360HD-Metric'!N232,IF($C$9=\"Recharger 902HD\",'902HD-Metric'!N232,IF($C$9=\"Recharger 180HD\",'180HD-Metric'!I232,\"\")))))))","v":""},null,{"$f":"IF($C$9=\"Contactor 100HD\",'100HD-Metric'!M232,IF($C$9=\"Recharger 150XLHD\",'150XLHD-Metric'!M232,IF($C$9=\"Recharger 280HD\",'280HD-Metric'!M232,IF($C$9=\"Recharger 330XLHD\",'330XLHD-Metric'!M232,IF($C$9=\"Recharger 360HD\",'360HD-Metric'!R232,IF($C$9=\"Recharger 902HD\",'902HD-Metric'!R232,IF($C$9=\"Contactor Field Drain C-4HD\",'C-4HD-Metric'!I232,IF($C$9=\"Recharger 180HD\",'180HD-Metric'!M232,0))))))))","v":""},{"$f":"IF($C$9=\"Contactor 100HD\",'100HD-Metric'!O232,IF($C$9=\"Recharger 150XLHD\",'150XLHD-Metric'!O232,IF($C$9=\"Recharger 280HD\",'280HD-Metric'!O232,IF($C$9=\"Recharger 330XLHD\",'330XLHD-Metric'!O232,IF($C$9=\"Recharger 360HD\",'360HD-Metric'!T232,IF($C$9=\"Recharger 902HD\",'902HD-Metric'!T232,IF($C$9=\"Contactor Field Drain C-4HD\",'C-4HD-Metric'!K232,IF($C$9=\"Recharger 180HD\",'180HD-Metric'!O232,0))))))))","v":""}]
[null,{"$f":"IF($C$9=\"Contactor 100HD\",'100HD-Metric'!G233,IF($C$9=\"Recharger 150XLHD\",'150XLHD-Metric'!G233,IF($C$9=\"Recharger 280HD\",'280HD-Metric'!G233,IF($C$9=\"Recharger 330XLHD\",'330XLHD-Metric'!G233,IF($C$9=\"Recharger 360HD\",'360HD-Metric'!K233,IF($C$9=\"Recharger 902HD\",'902HD-Metric'!K233,IF($C$9=\"Contactor Field Drain C-4HD\",'C-4HD-Metric'!E233,IF($C$9=\"Recharger 180HD\",'180HD-Metric'!G233,0))))))))","v":""}]
[null,{"$f":"IF($C$9=\"Contactor 100HD\",'100HD-Metric'!G234,IF($C$9=\"Recharger 150XLHD\",'150XLHD-Metric'!G234,IF($C$9=\"Recharger 280HD\",'280HD-Metric'!G234,IF($C$9=\"Recharger 330XLHD\",'330XLHD-Metric'!G234,IF($C$9=\"Recharger 360HD\",'360HD-Metric'!K234,IF($C$9=\"Recharger 902HD\",'902HD-Metric'!K234,IF($C$9=\"Contactor Field Drain C-4HD\",'C-4HD-Metric'!E234,IF($C$9=\"Recharger 180HD\",'180HD-Metric'!G234,0))))))))","v":""}]
[null,{"$f":"IF($C$9=\"Contactor 100HD\",'100HD-Metric'!G235,IF($C$9=\"Recharger 150XLHD\",'150XLHD-Metric'!G235,IF($C$9=\"Recharger 280HD\",'280HD-Metric'!G235,IF($C$9=\"Recharger 330XLHD\",'330XLHD-Metric'!G235,IF($C$9=\"Recharger 360HD\",'360HD-Metric'!K235,IF($C$9=\"Recharger 902HD\",'902HD-Metric'!K235,IF($C$9=\"Contactor Field Drain C-4HD\",'C-4HD-Metric'!E235,IF($C$9=\"Recharger 180HD\",'180HD-Metric'!G235,0))))))))","v":""}]
[null,{"$f":"IF($C$9=\"Contactor 100HD\",'100HD-Metric'!G236,IF($C$9=\"Recharger 150XLHD\",'150XLHD-Metric'!G236,IF($C$9=\"Recharger 280HD\",'280HD-Metric'!G236,IF($C$9=\"Recharger 330XLHD\",'330XLHD-Metric'!G236,IF($C$9=\"Recharger 360HD\",'360HD-Metric'!K236,IF($C$9=\"Recharger 902HD\",'902HD-Metric'!K236,IF($C$9=\"Contactor Field Drain C-4HD\",'C-4HD-Metric'!E236,IF($C$9=\"Recharger 180HD\",'180HD-Metric'!G236,0))))))))","v":""}]
[null,{"$f":"IF($C$9=\"Contactor 100HD\",'100HD-Metric'!G237,IF($C$9=\"Recharger 150XLHD\",'150XLHD-Metric'!G237,IF($C$9=\"Recharger 280HD\",'280HD-Metric'!G237,IF($C$9=\"Recharger 330XLHD\",'330XLHD-Metric'!G237,IF($C$9=\"Recharger 360HD\",'360HD-Metric'!K237,IF($C$9=\"Recharger 902HD\",'902HD-Metric'!K237,IF($C$9=\"Contactor Field Drain C-4HD\",'C-4HD-Metric'!E237,IF($C$9=\"Recharger 180HD\",'180HD-Metric'!G237,0))))))))","v":""}]
[null,{"$f":"IF($C$9=\"Contactor 100HD\",'100HD-Metric'!G238,IF($C$9=\"Recharger 150XLHD\",'150XLHD-Metric'!G238,IF($C$9=\"Recharger 280HD\",'280HD-Metric'!G238,IF($C$9=\"Recharger 330XLHD\",'330XLHD-Metric'!G238,IF($C$9=\"Recharger 360HD\",'360HD-Metric'!K238,IF($C$9=\"Recharger 902HD\",'902HD-Metric'!K238,IF($C$9=\"Contactor Field Drain C-4HD\",'C-4HD-Metric'!E238,IF($C$9=\"Recharger 180HD\",'180HD-Metric'!G238,0))))))))","v":""}]
[null,{"$f":"IF($C$9=\"Contactor 100HD\",'100HD-Metric'!G239,IF($C$9=\"Recharger 150XLHD\",'150XLHD-Metric'!G239,IF($C$9=\"Recharger 280HD\",'280HD-Metric'!G239,IF($C$9=\"Recharger 330XLHD\",'330XLHD-Metric'!G239,IF($C$9=\"Recharger 360HD\",'360HD-Metric'!K239,IF($C$9=\"Recharger 902HD\",'902HD-Metric'!K239,IF($C$9=\"Contactor Field Drain C-4HD\",'C-4HD-Metric'!E239,IF($C$9=\"Recharger 180HD\",'180HD-Metric'!G239,0))))))))","v":""}]

{"sheet":"C-4HD-Imperial","index":3,"n_rows":332,"n_cols":23,"rows_kept":332,"cut":false,"hidden":true,"merged":[[9,0,9,3],[10,0,10,3],[11,0,11,3],[12,0,12,3],[25,0,25,6]]}
[]
[]
[]
[]
[]
[]
[]
[]
["Project Information:",null,null,null,null,"Helpful Links:"]
[null,null,null,null,null,"www.cultec.com"]
[null,null,null,null,null,"StormGenie@cultec.com"]
[null,null,null,null,null,"Contactor Field Drain C-4HD"]
[null,null,null,null,null,"Contactor Field Drain C-4HD Submittal"]
[]
[]
["Number or Rows-",null,{"$f":"'Cumulative Volume- Imperial'!C10","v":1},"units"]
["Total number of chambers -",null,{"$f":"'Cumulative Volume- Imperial'!C11","v":1},"units"]
["Stone Void -",null,{"$f":"'Cumulative Volume- Imperial'!C12","v":40},"%"]
["Stone Base -",null,{"$f":"'Cumulative Volume- Imperial'!C13","v":9},"inches"]
["Stone Above Units -",null,{"$f":"'Cumulative Volume- Imperial'!C14","v":12},"inches"]
["Area -",null,{"$f":"'Cumulative Volume- Imperial'!C15","v":67},"ft2",{"$f":"M46","v":63},"Min. Area Required "]
["Base of Stone Elevation- ",null,{"$f":"'Cumulative Volume- Imperial'!C16","v":0},"ft",null,"Note: Min. Area required is based on"]
[null,null,null,null,null,"12\" around the system and typ. spacing"]
[]
[]
["CULTEC Field Drain C-4HD Incremental Storage Volumes"]
["Height of System","Incremental Single Chamber","Chamber Volume","Stone Volume","Cumulative Storage Volume","Total Cumulative Storage Volume","Elevation"]
["in","ft3","ft3","ft3","ft3","ft3","ft"]
[{"$f":"O51","v":29.5},{"$f":"IF(A29<0,\"\",IF(Q33>=1,LOOKUP(Q33,W$50:W$58,V$50:V$58),0))","v":0},{"$f":"IF(A29=0,0,IF(A29<0,\"\",B29*$M$45))","v":0},{"$f":"IF(A29=0,0,IF(A29<0,\"\",IF(B29=$V$50,((C$21*0.5/12)-C29)*N$53,((C$21*1/12)-C29)*N$53)))","v":2.2333333333333334},{"$f":"IF(A29=0,0,IF(A29<0,\"\",C29+D29))","v":2.2333333333333334},{"$f":"IF(A29=0,0,IF(A29<0,\" \",IF(A29=1,D29,E29+F30)))","v":74.522733333333349},{"$f":"IF(A29<0,\"\",ROUND($C$22+(A29/12),2))","v":2.46}]
[{"$f":"IF(Q33=0,0,IF(A29=\" \",\"\",IF(Q33=1,A29-0.5,A29-1)))","v":28.5},0,0,2.2333333333333334,2.2333333333333334,72.289400000000015,2.38]
[27.5,0,0,2.2333333333333334,2.2333333333333334,70.05606666666668,2.29]
[26.5,0,0,2.2333333333333334,2.2333333333333334,67.822733333333346,2.21,null,null,null,null,null,null,null,null,null,-1,-1,"above","base"]
[25.5,0,0,2.2333333333333334,2.2333333333333334,65.589400000000012,2.13,null,null,null,null,null,null,null,null,null,{"$f":"IF(AND(Q32>=1,Q32<8),Q32+1,IF(S33=0,1,IF(Q32=8,Q32+0.5,-1)))","v":-1},{"$f":"IF(R32>=1,R32+1,IF(S33=0,1,-1))","v":-1},{"$f":"C20","v":12},{"$f":"C19","v":9}]
[24.5,0,0,2.2333333333333334,2.2333333333333334,63.356066666666685,2.04,null,null,null,null,null,null,null,null,null,{"$f":"IF(AND(Q33>=1,Q33<8),Q33+1,IF(S34=0,1,IF(Q33=8,Q33+0.5,-1)))","v":-1},-1,{"$f":"S33-1","v":11},8]
[23.5,0,0,2.2333333333333334,2.2333333333333334,61.12273333333335,1.96,null,null,null,null,null,null,null,null,null,-1,-1,10,7]
[22.5,0,0,2.2333333333333334,2.2333333333333334,58.889400000000016,1.88,null,null,null,null,null,null,null,null,null,-1,-1,9,6]
[21.5,0,0,2.2333333333333334,2.2333333333333334,56.656066666666682,1.79,null,null,null,null,null,null,null,null,null,-1,-1,8,5]
[20.5,0,0,2.2333333333333334,2.2333333333333334,54.422733333333348,1.71,null,null,null,null,null,null,"INSTALLED LENGTH",{"$f":"COUNTIF(S33:S129,\">0\")","v":12},null,-1,-1,7,4]
[19.5,0,0,2.2333333333333334,2.2333333333333334,52.189400000000013,1.63,null,null,null,"S",null,{"$f":"C16","v":1},8,null,null,-1,-1,6,3]
[18.5,0,0,2.2333333333333334,2.2333333333333334,49.956066666666679,1.54,null,null,null,"E",null,{"$f":"C17-M39","v":0},8,null,null,-1,-1,5,2]
[17.5,2E-3,1.7000000000000001E-2,1.1098666666666668,1.1268666666666667,47.722733333333345,1.46,null,null,null,"STONE BORDER (FT.)",null,1,{"$f":"M39*0.5","v":0.5},null,null,-1,-1,4,1]
[17,6.4000000000000001E-2,0.54400000000000004,2.0157333333333334,2.5597333333333334,46.59586666666668,1.42,null,null,null,"CHAMBER SPACING (FT.)",null,{"$f":"0/12","v":0},null,null,null,-1,-1,3,0]
[16,0.16800000000000001,1.4280000000000002,1.6621333333333332,3.0901333333333332,44.036133333333346,1.33,null,null,null,"BED WIDTH",null,{"$f":"(C16*O55+(2*M41)-M42)","v":6},null,null,null,-1,-1,2,-1]
[15,0.192,1.6320000000000001,1.5805333333333333,3.2125333333333335,40.946000000000012,1.25,null,null,null,"BED LENGTH",null,{"$f":"((M47-2)*N39)+(2*8.25)+(2*1)","v":10.5},null,null,null,-1,-1,1,-2]
[14,0.224,1.9040000000000001,1.4717333333333333,3.3757333333333337,37.733466666666679,1.17,null,null,null,"FT OF CHAMBER -",null,{"$f":"(M39*N39)+(M40*N40)+N41","v":8.5},null,null,null,1,1,0,-3]
[13,0.23599999999999999,2.0059999999999998,1.4309333333333334,3.4369333333333332,34.357733333333343,1.08,null,null,null,"Area (Sq. Ft.) -",null,{"$f":"M44*M43","v":63},null,null,null,2,2,-1,-4]
[12,0.252,2.1419999999999999,1.3765333333333334,3.5185333333333331,30.920800000000007,1,null,null,null,{"$f":"C16","v":1},"ROW OF",{"$f":"C17/C16","v":1},null,null,null,3,3,-2,-5]
[11,0.26400000000000001,2.2440000000000002,1.3357333333333332,3.5797333333333334,27.402266666666673,0.92,null,null,null,null,null,null,null,null,null,4,4,-3,-6]
[10,0.29199999999999998,2.4819999999999998,1.2405333333333335,3.7225333333333332,23.82253333333334,0.83,null,null,null,null,null,null,null,null,null,5,5,-4,-7]
[9,0,0,2.2333333333333334,2.2333333333333334,20.100000000000005,0.75,null,null,null,null,null,null,null,"SYSTEM HEIGHT",null,6,6,{"$f":"S49-1","v":-5},-8,null,2E-3,1]
[8,0,0,2.2333333333333334,2.2333333333333334,17.866666666666671,0.67,null,null,null,null,null,null,null,{"$f":"C19+8.5+C20","v":29.5},null,7,7,-6,-9,null,6.4000000000000001E-2,2]
[7,0,0,2.2333333333333334,2.2333333333333334,15.633333333333336,0.57999999999999996,null,null,null,null,null,null,"Stone Void",null,null,8,8,-7,-10,null,0.16800000000000001,3]
[6,0,0,2.2333333333333334,2.2333333333333334,13.400000000000002,0.5,null,null,null,null,null,null,{"$f":"C18/100","v":0.4},null,null,8.5,9,-8,-11,null,0.192,4]
[5,0,0,2.2333333333333334,2.2333333333333334,11.166666666666668,0.42,null,null,null,null,null,null,null,"Design chamber width",null,-1,10,-9,-12,null,0.224,5]
[4,0,0,2.2333333333333334,2.2333333333333334,8.9333333333333336,0.33,null,null,null,null,null,null,null,4,null,-1,11,-10,-13,null,0.23599999999999999,6]
[3,0,0,2.2333333333333334,2.2333333333333334,6.7,0.25,null,null,null,null,null,null,null,null,null,-1,12,-11,-14,null,0.252,7]
[2,0,0,2.2333333333333334,2.2333333333333334,4.4666666666666668,0.17,null,null,null,null,null,null,null,null,null,-1,13,-12,-15,null,0.26400000000000001,8]
[1,0,0,2.2333333333333334,2.2333333333333334,2.2333333333333334,0.08,null,null,null,null,null,null,null,null,null,-1,14,-13,-16,null,0.29199999999999998,8.5]
[0,0,0,0,0,0,0,null,null,null,null,null,null,null,null,null,-1,15,-14,-17]
[-1,"","","",""," ","",null,null,null,null,null,null,null,null,null,-1,16,-15,-18]
[-2,"","","",""," ","",null,null,null,null,null,null,null,null,null,-1,17,-16,-19]
[-3,"","","",""," ","",null,null,null,null,null,null,null,null,null,-1,18,-17,-20]
[-4,"","","",""," ","",null,null,null,null,null,null,null,null,null,-1,19,-18,-21]
[-5,"","","",""," ","",null,null,null,null,null,null,null,null,null,-1,20,-19,-22]
[-6,"","","",""," ","",null,null,null,null,null,null,null,null,null,-1,21,-20,-23]
[-7,"","","",""," ","",null,null,null,null,null,null,null,null,null,-1,22,{"$f":"S65-1","v":-21},-24]
[-8,"","","",""," ","",null,null,null,null,null,null,null,null,null,-1,23,-22,-25]
[-9,"","","",""," ","",null,null,null,null,null,null,null,null,null,-1,24,-23,-26]
[-10,"","","",""," ","",null,null,null,null,null,null,null,null,null,-1,25,-24,-27]
[-11,"","","",""," ","",null,null,null,null,null,null,null,null,null,-1,26,-25,-28]
[-12,"","","",""," ","",null,null,null,null,null,null,null,null,null,-1,27,-26,-29]
[-13,"","","",""," ","",null,null,null,null,null,null,null,null,null,-1,28,-27,-30]
[-14,"","","",""," ","",null,null,null,null,null,null,null,null,null,-1,29,-28,-31]
[-15,"","","",""," ","",null,null,null,null,null,null,null,null,null,-1,30,-29,-32]
[-16,"","","",""," ","",null,null,null,null,null,null,null,null,null,-1,31,-30,-33]
[-17,"","","",""," ","",null,null,null,null,null,null,null,null,null,-1,32,-31,-34]
[-18,"","","",""," ","",null,null,null,null,null,null,null,null,null,-1,33,-32,-35]
[-19,"","","",""," ","",null,null,null,null,null,null,null,null,null,-1,34,-33,-36]
[-20,"","","",""," ","",null,null,null,null,null,null,null,null,null,-1,35,-34,-37]
[-21,"","","",""," ","",null,null,null,null,null,null,null,null,null,-1,36,-35,-38]
[-22,"","","",""," ","",null,null,null,null,null,null,null,null,null,-1,37,-36,-39]
[-23,"","","",""," ","",null,null,null,null,null,null,null,null,null,-1,38,{"$f":"S81-1","v":-37},-40]
[-24,"","","",""," ","",null,null,null,null,null,null,null,null,null,-1,39,-38,-41]
[-25,"","","",""," ","",null,null,null,null,null,null,null,null,null,-1,40,-39,-42]
[-26,"","","",""," ","",null,null,null,null,null,null,null,null,null,-1,41,-40,-43]
[-27,"","","",""," ","",null,null,null,null,null,null,null,null,null,-1,42,-41,-44]
[-28,"","","",""," ","",null,null,null,null,null,null,null,null,null,-1,43,-42,-45]
[-29,"","","",""," ","",null,null,null,null,null,null,null,null,null,-1,44,-43,-46]
[-30,"","","",""," ","",null,null,null,null,null,null,null,null,null,-1,45,-44,-47]
[-31,"","","",""," ","",null,null,null,null,null,null,null,null,null,-1,46,-45,-48]
[-32,"","","",""," ","",null,null,null,null,null,null,null,null,null,-1,47,-46,-49]
[-33,"","","",""," ","",null,null,null,null,null,null,null,null,null,-1,48,-47,-50]
[-34,{"$f":"IF(A93<0,\"\",IF(Q97>=1,LOOKUP(Q97,W$50:W$58,V$50:V$58),0))","v":""},{"$f":"IF(A93=0,0,IF(A93<0,\"\",B93*$M$45))","v":""},{"$f":"IF(A93=0,0,IF(A93<0,\"\",IF(B93=$V$50,((C$21*0.5/12)-C93)*N$53,((C$21*1/12)-C93)*N$53)))","v":""},{"$f":"IF(A93=0,0,IF(A93<0,\"\",C93+D93))","v":""},{"$f":"IF(A93=0,0,IF(A93<0,\" \",IF(A93=1,D93,E93+F94)))","v":" "},{"$f":"IF(A93<0,\"\",ROUND($C$22+(A93/12),2))","v":""},null,null,null,null,null,null,null,null,null,-1,49,-48,-51]
[{"$f":"IF(Q97=0,0,IF(A93=\" \",\"\",IF(Q97=1,A93-0.5,A93-1)))","v":-35},"","","",""," ","",null,null,null,null,null,null,null,null,null,-1,50,-49,-52]
[-36,"","","",""," ","",null,null,null,null,null,null,null,null,null,-1,51,-50,-53]
[-37,"","","",""," ","",null,null,null,null,null,null,null,null,null,-1,52,-51,-54]
[-38,"","","",""," ","",null,null,null,null,null,null,null,null,null,-1,{"$f":"IF(R96>=1,R96+1,IF(S97=0,1,-1))","v":53},-52,-55]
[-39,"","","",""," ","",null,null,null,null,null,null,null,null,null,{"$f":"IF(AND(Q97>=1,Q97<8),Q97+1,IF(S98=0,1,IF(Q97=8,Q97+0.5,-1)))","v":-1},54,{"$f":"S97-1","v":-53},-56]
[-40,"","","",""," ","",null,null,null,null,null,null,null,null,null,-1,55,-54,-57]
[-41,"","","",""," ","",null,null,null,null,null,null,null,null,null,-1,56,-55,-58]
[-42,"","","",""," ","",null,null,null,null,null,null,null,null,null,-1,57,-56,-59]
[-43,"","","",""," ","",null,null,null,null,null,null,null,null,null,-1,58,-57,-60]
[-44,"","","",""," ","",null,null,null,null,null,null,null,null,null,-1,59,-58,-61]
[-45,"","","",""," ","",null,null,null,null,null,null,null,null,null,-1,60,-59,-62]
[-46,"","","",""," ","",null,null,null,null,null,null,null,null,null,-1,61,-60,-63]
[-47,"","","",""," ","",null,null,null,null,null,null,null,null,null,-1,62,-61,-64]
[-48,"","","",""," ","",null,null,null,null,null,null,null,null,null,-1,63,-62,-65]
[-49,"","","",""," ","",null,null,null,null,null,null,null,null,null,-1,64,-63,-66]
[-50,"","","",""," ","",null,null,null,null,null,null,null,null,null,-1,65,-64,-67]
[-51,"","","",""," ","",null,null,null,null,null,null,null,null,null,-1,66,-65,-68]
[-52,"","","",""," ","",null,null,null,null,null,null,null,null,null,-1,67,-66,-69]
[-53,"","","",""," ","",null,null,null,null,null,null,null,null,null,-1,68,-67,-70]
[-54,"","","",""," ","",null,null,null,null,null,null,null,null,null,-1,69,-68,-71]
[-55,"","","",""," ","",null,null,null,null,null,null,null,null,null,-1,70,{"$f":"S113-1","v":-69},-72]
[-56,"","","",""," ","",null,null,null,null,null,null,null,null,null,-1,71,-70,-73]
[-57,"","","",""," ","",null,null,null,null,null,null,null,null,null,-1,72,-71,-74]
[-58,"","","",""," ","",null,null,null,null,null,null,null,null,null,-1,73,-72,-75]
[-59,"","","",""," ","",null,null,null,null,null,null,null,null,null,-1,74,-73,-76]
[-60,"","","",""," ","",null,null,null,null,null,null,null,null,null,-1,75,-74,-77]
[-61,"","","",""," ","",null,null,null,null,null,null,null,null,null,-1,76,-75,-78]
[-62,"","","",""," ","",null,null,null,null,null,null,null,null,null,-1,77,-76,-79]
[-63,"","","",""," ","",null,null,null,null,null,null,null,null,null,-1,78,-77,-80]
[-64,"","","",""," ","",null,null,null,null,null,null,null,null,null,-1,79,-78,-81]
[-65,"","","",""," ","",null,null,null,null,null,null,null,null,null,-1,80,-79,-82]
[-66,"","","",""," ","",null,null,null,null,null,null,null,null,null,-1,81,-80,-83]
[-67,"","","",""," ","",null,null,null,null,null,null,null,null,null,-1,82,-81,-84]
[-68,"","","",""," ","",null,null,null,null,null,null,null,null,null,-1,83,-82,-85]
[-69,"","","",""," ","",null,null,null,null,null,null,null,null,null,-1,84,-83,-86]
[-70,"","","",""," ","",null,null,null,null,null,null,null,null,null,-1,85,-84,-87]
[-71,"","","",""," ","",null,null,null,null,null,null,null,null,null,-1,86,{"$f":"S129-1","v":-85},-88]
[-72,"","","",""," ","",null,null,null,null,null,null,null,null,null,-1,87,-86,-89]
[-73,"","","",""," ","",null,null,null,null,null,null,null,null,null,-1,88,-87,-90]
[-74,"","","",""," ","",null,null,null,null,null,null,null,null,null,-1,89,-88,-91]
[-75,"","","",""," ","",null,null,null,null,null,null,null,null,null,-1,90,-89,-92]
[-76,"","","",""," ","",null,null,null,null,null,null,null,null,null,-1,91,-90,-93]
[-77,"","","",""," ","",null,null,null,null,null,null,null,null,null,-1,92,-91,-94]
[-78,"","","",""," ","",null,null,null,null,null,null,null,null,null,-1,93,-92,-95]
[-79,"","","",""," ","",null,null,null,null,null,null,null,null,null,-1,94,-93,-96]
[-80,"","","",""," ","",null,null,null,null,null,null,null,null,null,-1,95,-94,-97]
[-81,"","","",""," ","",null,null,null,null,null,null,null,null,null,-1,96,-95,-98]
[-82,"","","",""," ","",null,null,null,null,null,null,null,null,null,-1,97,-96,-99]
[-83,"","","",""," ","",null,null,null,null,null,null,null,null,null,-1,98,-97,-100]
[-84,"","","",""," ","",null,null,null,null,null,null,null,null,null,-1,99,-98,-101]
[-85,"","","",""," ","",null,null,null,null,null,null,null,null,null,-1,100,-99,-102]
[-86,"","","",""," ","",null,null,null,null,null,null,null,null,null,-1,101,-100,-103]
[-87,"","","",""," ","",null,null,null,null,null,null,null,null,null,-1,102,{"$f":"S145-1","v":-101},-104]
[-88,"","","",""," ","",null,null,null,null,null,null,null,null,null,-1,103,-102,-105]
[-89,"","","",""," ","",null,null,null,null,null,null,null,null,null,-1,104,-103,-106]
[-90,"","","",""," ","",null,null,null,null,null,null,null,null,null,-1,105,-104,-107]
[-91,"","","",""," ","",null,null,null,null,null,null,null,null,null,-1,106,-105,-108]
[-92,"","","",""," ","",null,null,null,null,null,null,null,null,null,-1,107,-106,-109]
[-93,"","","",""," ","",null,null,null,null,null,null,null,null,null,-1,108,-107,-110]
[-94,"","","",""," ","",null,null,null,null,null,null,null,null,null,-1,109,-108,-111]
[-95,"","","",""," ","",null,null,null,null,null,null,null,null,null,-1,110,-109,-112]
[-96,"","","",""," ","",null,null,null,null,null,null,null,null,null,-1,111,-110,-113]
[-97,"","","",""," ","",null,null,null,null,null,null,null,null,null,-1,112,-111,-114]
[-98,{"$f":"IF(A157<0,\"\",IF(Q161>=1,LOOKUP(Q161,W$50:W$58,V$50:V$58),0))","v":""},{"$f":"IF(A157=0,0,IF(A157<0,\"\",B157*$M$45))","v":""},{"$f":"IF(A157=0,0,IF(A157<0,\"\",IF(B157=$V$50,((C$21*0.5/12)-C157)*N$53,((C$21*1/12)-C157)*N$53)))","v":""},{"$f":"IF(A157=0,0,IF(A157<0,\"\",C157+D157))","v":""},{"$f":"IF(A157=0,0,IF(A157<0,\" \",IF(A157=1,D157,E157+F158)))","v":" "},{"$f":"IF(A157<0,\"\",ROUND($C$22+(A157/12),2))","v":""},null,null,null,null,null,null,null,null,null,-1,113,-112,-115]
[{"$f":"IF(Q161=0,0,IF(A157=\" \",\"\",IF(Q161=1,A157-0.5,A157-1)))","v":-99},"","","",""," ","",null,null,null,null,null,null,null,null,null,-1,114,-113,-116]
[-100,"","","",""," ","",null,null,null,null,null,null,null,null,null,-1,115,-114,-117]
[-101,"","","",""," ","",null,null,null,null,null,null,null,null,null,-1,116,-115,-118]
[-102,"","","",""," ","",null,null,null,null,null,null,null,null,null,-1,{"$f":"IF(R160>=1,R160+1,IF(S161=0,1,-1))","v":117},-116,-119]
[-103,"","","",""," ","",null,null,null,null,null,null,null,null,null,{"$f":"IF(AND(Q161>=1,Q161<8),Q161+1,IF(S162=0,1,IF(Q161=8,Q161+0.5,-1)))","v":-1},118,{"$f":"S161-1","v":-117},-120]
[-104,"","","",""," ","",null,null,null,null,null,null,null,null,null,-1,119,-118,-121]
[-105,"","","",""," ","",null,null,null,null,null,null,null,null,null,-1,120,-119,-122]
[-106,"","","",""," ","",null,null,null,null,null,null,null,null,null,-1,121,-120,-123]
[-107,"","","",""," ","",null,null,null,null,null,null,null,null,null,-1,122,-121,-124]
[-108,"","","",""," ","",null,null,null,null,null,null,null,null,null,-1,123,-122,-125]
[-109,"","","",""," ","",null,null,null,null,null,null,null,null,null,-1,124,-123,-126]
[-110,"","","",""," ","",null,null,null,null,null,null,null,null,null,-1,125,-124,-127]
[-111,"","","",""," ","",null,null,null,null,null,null,null,null,null,-1,126,-125,-128]
[-112,"","","",""," ","",null,null,null,null,null,null,null,null,null,-1,127,-126,-129]
[-113,"","","",""," ","",null,null,null,null,null,null,null,null,null,-1,128,-127,-130]
[-114,"","","",""," ","",null,null,null,null,null,null,null,null,null,-1,129,-128,-131]
[-115,"","","",""," ","",null,null,null,null,null,null,null,null,null,-1,130,-129,-132]
[-116,"","","",""," ","",null,null,null,null,null,null,null,null,null,-1,131,-130,-133]
[-117,"","","",""," ","",null,null,null,null,null,null,null,null,null,-1,132,-131,-134]
[-118,"","","",""," ","",null,null,null,null,null,null,null,null,null,-1,133,-132,-135]
[-119,"","","",""," ","",null,null,null,null,null,null,null,null,null,-1,134,{"$f":"S177-1","v":-133},-136]
[-120,"","","",""," ","",null,null,null,null,null,null,null,null,null,-1,135,-134,-137]
[-121,"","","",""," ","",null,null,null,null,null,null,null,null,null,-1,136,-135,-138]
[-122,"","","",""," ","",null,null,null,null,null,null,null,null,null,-1,137,-136,-139]
[-123,"","","",""," ","",null,null,null,null,null,null,null,null,null,-1,138,-137,-140]
[-124,"","","",""," ","",null,null,null,null,null,null,null,null,null,-1,139,-138,-141]
[-125,"","","",""," ","",null,null,null,null,null,null,null,null,null,-1,140,-139,-142]
[-126,"","","",""," ","",null,null,null,null,null,null,null,null,null,-1,141,-140,-143]
[-127,"","","",""," ","",null,null,null,null,null,null,null,null,null,-1,142,-141,-144]
[-128,"","","",""," ","",null,null,null,null,null,null,null,null,null,-1,143,-142,-145]
[-129,"","","",""," ","",null,null,null,null,null,null,null,null,null,-1,144,-143,-146]
[-130,"","","",""," ","",null,null,null,null,null,null,null,null,null,-1,145,-144,-147]
[-131,"","","",""," ","",null,null,null,null,null,null,null,null,null,-1,146,-145,-148]
[-132,"","","",""," ","",null,null,null,null,null,null,null,null,null,-1,147,-146,-149]
[-133,"","","",""," ","",null,null,null,null,null,null,null,null,null,-1,148,-147,-150]
[-134,"","","",""," ","",null,null,null,null,null,null,null,null,null,-1,149,-148,-151]
[-135,"","","",""," ","",null,null,null,null,null,null,null,null,null,-1,150,{"$f":"S193-1","v":-149},-152]
[-136,"","","",""," ","",null,null,null,null,null,null,null,null,null,-1,151,-150,-153]
[-137,"","","",""," ","",null,null,null,null,null,null,null,null,null,-1,152,-151,-154]
[-138,"","","",""," ","",null,null,null,null,null,null,null,null,null,-1,153,-152,-155]
[-139,"","","",""," ","",null,null,null,null,null,null,null,null,null,-1,154,-153,-156]
[-140,"","","",""," ","",null,null,null,null,null,null,null,null,null,-1,155,-154,-157]
[-141,"","","",""," ","",null,null,null,null,null,null,null,null,null,-1,156,-155,-158]
[-142,"","","",""," ","",null,null,null,null,null,null,null,null,null,-1,157,-156,-159]
[-143,"","","",""," ","",null,null,null,null,null,null,null,null,null,-1,158,-157,-160]
[-144,"","","",""," ","",null,null,null,null,null,null,null,null,null,-1,159,-158,-161]
[-145,"","","",""," ","",null,null,null,null,null,null,null,null,null,-1,160,-159,-162]
[-146,"","","",""," ","",null,null,null,null,null,null,null,null,null,-1,161,-160,-163]
[-147,"","","",""," ","",null,null,null,null,null,null,null,null,null,-1,162,-161,-164]
[-148,"","","",""," ","",null,null,null,null,null,null,null,null,null,-1,163,-162,-165]
[-149,"","","",""," ","",null,null,null,null,null,null,null,null,null,-1,164,-163,-166]
[-150,"","","",""," ","",null,null,null,null,null,null,null,null,null,-1,165,-164,-167]
[-151,"","","",""," ","",null,null,null,null,null,null,null,null,null,-1,166,{"$f":"S209-1","v":-165},-168]
[-152,"","","",""," ","",null,null,null,null,null,null,null,null,null,-1,167,-166,-169]
[-153,"","","",""," ","",null,null,null,null,null,null,null,null,null,-1,168,-167,-170]
[-154,"","","",""," ","",null,null,null,null,null,null,null,null,null,-1,169,-168,-171]
[-155,"","","",""," ","",null,null,null,null,null,null,null,null,null,-1,170,-169,-172]
[-156,"","","",""," ","",null,null,null,null,null,null,null,null,null,-1,171,-170,-173]
[-157,"","","",""," ","",null,null,null,null,null,null,null,null,null,-1,172,-171,-174]
[-158,"","","",""," ","",null,null,null,null,null,null,null,null,null,-1,173,-172,-175]
[-159,"","","",""," ","",null,null,null,null,null,null,null,null,null,-1,174,-173,-176]
[-160,"","","",""," ","",null,null,null,null,null,null,null,null,null,-1,175,-174,-177]
[-161,"","","",""," ","",null,null,null,null,null,null,null,null,null,-1,176,-175,-178]
[-162,{"$f":"IF(A221<0,\"\",IF(Q225>=1,LOOKUP(Q225,W$50:W$58,V$50:V$58),0))","v":""},{"$f":"IF(A221=0,0,IF(A221<0,\"\",B221*$M$45))","v":""},{"$f":"IF(A221=0,0,IF(A221<0,\"\",IF(B221=$V$50,((C$21*0.5/12)-C221)*N$53,((C$21*1/12)-C221)*N$53)))","v":""},{"$f":"IF(A221=0,0,IF(A221<0,\"\",C221+D221))","v":""},{"$f":"IF(A221=0,0,IF(A221<0,\" \",IF(A221=1,D221,E221+F222)))","v":" "},{"$f":"IF(A221<0,\"\",ROUND($C$22+(A221/12),2))","v":""},null,null,null,null,null,null,null,null,null,-1,177,-176,-179]
[{"$f":"IF(Q225=0,0,IF(A221=\" \",\"\",IF(Q225=1,A221-0.5,A221-1)))","v":-163},"","","",""," ","",null,null,null,null,null,null,null,null,null,-1,178,-177,-180]
[-164,"","","",""," ","",null,null,null,null,null,null,null,null,null,-1,179,-178,-181]
[-165,"","","",""," ","",null,null,null,null,null,null,null,null,null,-1,180,-179,-182]
[-166,"","","",""," ","",null,null,null,null,null,null,null,null,null,-1,{"$f":"IF(R224>=1,R224+1,IF(S225=0,1,-1))","v":181},-180,-183]
[-167,"","","",""," ","",null,null,null,null,null,null,null,null,null,{"$f":"IF(AND(Q225>=1,Q225<8),Q225+1,IF(S226=0,1,IF(Q225=8,Q225+0.5,-1)))","v":-1},182,{"$f":"S225-1","v":-181},-184]
[-168,"","","",""," ","",null,null,null,null,null,null,null,null,null,-1,183,-182,-185]
[-169,"","","",""," ","",null,null,null,null,null,null,null,null,null,-1,184,-183,-186]
[-170,"","","",""," ","",null,null,null,null,null,null,null,null,null,-1,185,-184,-187]
[-171,"","","",""," ","",null,null,null,null,null,null,null,null,null,-1,186,-185,-188]
[-172,"","","",""," ","",null,null,null,null,null,null,null,null,null,-1,187,-186,-189]
[-173,"","","",""," ","",null,null,null,null,null,null,null,null,null,-1,188,-187,-190]
[-174,"","","",""," ","",null,null,null,null,null,null,null,null,null,-1,189,-188,-191]
[-175,"","","",""," ","",null,null,null,null,null,null,null,null,null,-1,190,-189,-192]
[-176,"","","",""," ","",null,null,null,null,null,null,null,null,null,-1,191,-190,-193]
[-177,"","","",""," ","",null,null,null,null,null,null,null,null,null,-1,192,-191,-194]
[-178,"","","",""," ","",null,null,null,null,null,null,null,null,null,-1,193,-192,-195]
[-179,"","","",""," ","",null,null,null,null,null,null,null,null,null,-1,194,-193,-196]
[-180,"","","",""," ","",null,null,null,null,null,null,null,null,null,-1,195,-194,-197]
[-181,"","","",""," ","",null,null,null,null,null,null,null,null,null,-1,196,-195,-198]
[-182,"","","",""," ","",null,null,null,null,null,null,null,null,null,-1,197,-196,-199]
[-183,"","","",""," ","",null,null,null,null,null,null,null,null,null,-1,198,{"$f":"S241-1","v":-197},-200]
[-184,"","","",""," ","",null,null,null,null,null,null,null,null,null,-1,199,-198,-201]
[-185,"","","",""," ","",null,null,null,null,null,null,null,null,null,-1,200,-199,-202]
[-186,"","","",""," ","",null,null,null,null,null,null,null,null,null,-1,201,-200,-203]
[-187,"","","",""," ","",null,null,null,null,null,null,null,null,null,-1,202,-201,-204]
[-188,"","","",""," ","",null,null,null,null,null,null,null,null,null,-1,203,-202,-205]
[-189,"","","",""," ","",null,null,null,null,null,null,null,null,null,-1,204,-203,-206]
[-190,"","","",""," ","",null,null,null,null,null,null,null,null,null,-1,205,-204,-207]
[-191,"","","",""," ","",null,null,null,null,null,null,null,null,null,-1,206,-205,-208]
[-192,"","","",""," ","",null,null,null,null,null,null,null,null,null,-1,207,-206,-209]
[-193,"","","",""," ","",null,null,null,null,null,null,null,null,null,-1,208,-207,-210]
[-194,"","","",""," ","",null,null,null,null,null,null,null,null,null,-1,209,-208,-211]
[-195,"","","",""," ","",null,null,null,null,null,null,null,null,null,-1,210,-209,-212]
[-196,"","","",""," ","",null,null,null,null,null,null,null,null,null,-1,211,-210,-213]
[-197,"","","",""," ","",null,null,null,null,null,null,null,null,null,-1,212,-211,-214]
[-198,"","","",""," ","",null,null,null,null,null,null,null,null,null,-1,213,-212,-215]
[-199,"","","",""," ","",null,null,null,null,null,null,null,null,null,-1,214,{"$f":"S257-1","v":-213},-216]
[-200,"","","",""," ","",null,null,null,null,null,null,null,null,null,-1,215,-214,-217]
[-201,"","","",""," ","",null,null,null,null,null,null,null,null,null,-1,216,-215,-218]
[-202,"","","",""," ","",null,null,null,null,null,null,null,null,null,-1,217,-216,-219]
[-203,"","","",""," ","",null,null,null,null,null,null,null,null,null,-1,218,-217,-220]
[-204,"","","",""," ","",null,null,null,null,null,null,null,null,null,-1,219,-218,-221]
[-205,"","","",""," ","",null,null,null,null,null,null,null,null,null,-1,220,-219,-222]
[-206,"","","",""," ","",null,null,null,null,null,null,null,null,null,-1,221,-220,-223]
[-207,"","","",""," ","",null,null,null,null,null,null,null,null,null,-1,222,-221,-224]
[-208,"","","",""," ","",null,null,null,null,null,null,null,null,null,-1,223,-222,-225]
[-209,"","","",""," ","",null,null,null,null,null,null,null,null,null,-1,224,-223,-226]
[-210,"","","",""," ","",null,null,null,null,null,null,null,null,null,-1,225,-224,-227]
[-211,"","","",""," ","",null,null,null,null,null,null,null,null,null,-1,226,-225,-228]
[-212,"","","",""," ","",null,null,null,null,null,null,null,null,null,-1,227,-226,-229]
[-213,"","","",""," ","",null,null,null,null,null,null,null,null,null,-1,228,-227,-230]
[-214,"","","",""," ","",null,null,null,null,null,null,null,null,null,-1,229,-228,-231]
[-215,"","","",""," ","",null,null,null,null,null,null,null,null,null,-1,230,{"$f":"S273-1","v":-229},-232]
[-216,"","","",""," ","",null,null,null,null,null,null,null,null,null,-1,231,-230,-233]
[-217,"","","",""," ","",null,null,null,null,null,null,null,null,null,-1,232,-231,-234]
[-218,"","","",""," ","",null,null,null,null,null,null,null,null,null,-1,233,-232,-235]
[-219,"","","",""," ","",null,null,null,null,null,null,null,null,null,-1,234,-233,-236]
[-220,"","","",""," ","",null,null,null,null,null,null,null,null,null,-1,235,-234,-237]
[-221,"","","",""," ","",null,null,null,null,null,null,null,null,null,-1,236,-235,-238]
[-222,"","","",""," ","",null,null,null,null,null,null,null,null,null,-1,237,-236,-239]
[-223,"","","",""," ","",null,null,null,null,null,null,null,null,null,-1,238,-237,-240]
[-224,"","","",""," ","",null,null,null,null,null,null,null,null,null,-1,239,-238,-241]
[-225,"","","",""," ","",null,null,null,null,null,null,null,null,null,-1,240,-239,-242]
[-226,{"$f":"IF(A285<0,\"\",IF(Q289>=1,LOOKUP(Q289,W$50:W$58,V$50:V$58),0))","v":""},{"$f":"IF(A285=0,0,IF(A285<0,\"\",B285*$M$45))","v":""},{"$f":"IF(A285=0,0,IF(A285<0,\"\",IF(B285=$V$50,((C$21*0.5/12)-C285)*N$53,((C$21*1/12)-C285)*N$53)))","v":""},{"$f":"IF(A285=0,0,IF(A285<0,\"\",C285+D285))","v":""},{"$f":"IF(A285=0,0,IF(A285<0,\" \",IF(A285=1,D285,E285+F286)))","v":" "},{"$f":"IF(A285<0,\"\",ROUND($C$22+(A285/12),2))","v":""},null,null,null,null,null,null,null,null,null,-1,241,-240,-243]
[{"$f":"IF(Q289=0,0,IF(A285=\" \",\"\",IF(Q289=1,A285-0.5,A285-1)))","v":-227},"","","",""," ","",null,null,null,null,null,null,null,null,null,-1,242,-241,-244]
[-228,"","","",""," ","",null,null,null,null,null,null,null,null,null,-1,243,-242,-245]
[-229,"","","",""," ","",null,null,null,null,null,null,null,null,null,-1,244,-243,-246]
[-230,"","","",""," ","",null,null,null,null,null,null,null,null,null,-1,{"$f":"IF(R288>=1,R288+1,IF(S289=0,1,-1))","v":245},-244,-247]
[-231,"","","",""," ","",null,null,null,null,null,null,null,null,null,{"$f":"IF(AND(Q289>=1,Q289<8),Q289+1,IF(S290=0,1,IF(Q289=8,Q289+0.5,-1)))","v":-1},246,{"$f":"S289-1","v":-245},-248]
[-232,"","","",""," ","",null,null,null,null,null,null,null,null,null,-1,247,-246,-249]
[-233,"","","",""," ","",null,null,null,null,null,null,null,null,null,-1,248,-247,-250]
[-234,"","","",""," ","",null,null,null,null,null,null,null,null,null,-1,249,-248,-251]
[-235,"","","",""," ","",null,null,null,null,null,null,null,null,null,-1,250,-249,-252]
[-236,"","","",""," ","",null,null,null,null,null,null,null,null,null,-1,251,-250,-253]
[-237,"","","",""," ","",null,null,null,null,null,null,null,null,null,-1,252,-251,-254]
[-238,"","","",""," ","",null,null,null,null,null,null,null,null,null,-1,253,-252,-255]
[-239,"","","",""," ","",null,null,null,null,null,null,null,null,null,-1,254,-253,-256]
[-240,"","","",""," ","",null,null,null,null,null,null,null,null,null,-1,255,-254,-257]
[-241,"","","",""," ","",null,null,null,null,null,null,null,null,null,-1,256,-255,-258]
[-242,"","","",""," ","",null,null,null,null,null,null,null,null,null,-1,257,-256,-259]
[-243,"","","",""," ","",null,null,null,null,null,null,null,null,null,-1,258,-257,-260]
[-244,"","","",""," ","",null,null,null,null,null,null,null,null,null,-1,259,-258,-261]
[-245,"","","",""," ","",null,null,null,null,null,null,null,null,null,-1,260,-259,-262]
[-246,"","","",""," ","",null,null,null,null,null,null,null,null,null,-1,261,-260,-263]
[-247,"","","",""," ","",null,null,null,null,null,null,null,null,null,-1,262,{"$f":"S305-1","v":-261},-264]
[-248,"","","",""," ","",null,null,null,null,null,null,null,null,null,-1,263,-262,-265]
[-249,"","","",""," ","",null,null,null,null,null,null,null,null,null,-1,264,-263,-266]
[-250,"","","",""," ","",null,null,null,null,null,null,null,null,null,-1,265,-264,-267]
[-251,"","","",""," ","",null,null,null,null,null,null,null,null,null,-1,266,-265,-268]
[-252,"","","",""," ","",null,null,null,null,null,null,null,null,null,-1,267,-266,-269]
[-253,"","","",""," ","",null,null,null,null,null,null,null,null,null,-1,268,-267,-270]
[-254,"","","",""," ","",null,null,null,null,null,null,null,null,null,-1,269,-268,-271]
[-255,"","","",""," ","",null,null,null,null,null,null,null,null,null,-1,270,-269,-272]
[-256,"","","",""," ","",null,null,null,null,null,null,null,null,null,-1,271,-270,-273]
[-257,"","","",""," ","",null,null,null,null,null,null,null,null,null,-1,272,-271,-274]
[-258,"","","",""," ","",null,null,null,null,null,null,null,null,null,-1,273,-272,-275]
[-259,"","","",""," ","",null,null,null,null,null,null,null,null,null,-1,274,-273,-276]
[-260,"","","",""," ","",null,null,null,null,null,null,null,null,null,-1,275,-274,-277]
[-261,"","","",""," ","",null,null,null,null,null,null,null,null,null,-1,276,-275,-278]
[-262,"","","",""," ","",null,null,null,null,null,null,null,null,null,-1,277,-276,-279]
[-263,"","","",""," ","",null,null,null,null,null,null,null,null,null,-1,278,{"$f":"S321-1","v":-277},-280]
[-264,"","","",""," ","",null,null,null,null,null,null,null,null,null,-1,279,-278,-281]
[-265,"","","",""," ","",null,null,null,null,null,null,null,null,null,-1,280,-279,-282]
[-266,"","","",""," ","",null,null,null,null,null,null,null,null,null,-1,281,-280,-283]
[-267,"","","",""," ","",null,null,null,null,null,null,null,null,null,-1,282,-281,-284]
[-268,"","","",""," ","",null,null,null,null,null,null,null,null,null,-1,283,-282,-285]
[-269,"","","",""," ","",null,null,null,null,null,null,null,null,null,-1,284,-283,-286]
[-270,"","","",""," ","",null,null,null,null,null,null,null,null,null,-1,285,-284,-287]
[0,0,0,0,0,0,0,null,null,null,null,null,null,null,null,null,-1,286,-285,-288]
[0,0,0,0,0,0,0,null,null,null,null,null,null,null,null,null,-1,287,-286,-289]
[null,null,null,null,null,null,null,null,null,null,null,null,null,null,null,null,-1,288,-287,-290]

{"sheet":"100HD-Imperial","index":4,"n_rows":332,"n_cols":27,"rows_kept":332,"cut":false,"hidden":true,"merged":[[9,0,9,5],[10,0,10,5],[11,0,11,5],[12,0,12,5],[25,0,25,8]]}
[]
[]
[]
[]
[]
[]
[]
[]
["Project Information:",null,null,null,null,null,null,"Helpful Links:"]
[null,null,null,null,null,null,null,"www.cultec.com"]
[null,null,null,null,null,null,null,"StormGenie@cultec.com"]
[null,null,null,null,null,null,null,"Contactor 100HD"]
[null,null,null,null,null,null,null,"Contactor 100HD Submittal"]
[]
[]
["Number or Rows-",null,null,null,{"$f":"'Cumulative Volume- Imperial'!C10","v":1},"units"]
["Total number of chambers -",null,null,null,{"$f":"'Cumulative Volume- Imperial'!C11","v":1},"units"]
["HVLV SFCx2 Feed Connectors -",null,null,null,{"$f":"'Cumulative Volume- Imperial'!N11","v":0},"units"]
["Stone Void -",null,null,null,{"$f":"'Cumulative Volume- Imperial'!C12","v":40},"%"]
["Stone Base -",null,null,null,{"$f":"'Cumulative Volume- Imperial'!C13","v":9},"inches"]
["Stone Above Units -",null,null,null,{"$f":"'Cumulative Volume- Imperial'!C14","v":12},"inches"]
["Area -",null,null,null,{"$f":"'Cumulative Volume- Imperial'!C15","v":67},"ft2",{"$f":"O47","v":49.966666666666669},"Min. Area Required "]
["Base of Stone Elevation- ",null,null,null,{"$f":"'Cumulative Volume- Imperial'!C16","v":0},"ft",null,"Note: Min. Area required is based on"]
[null,null,null,null,null,null,null,"12\" around the system and typ. spacing"]
[]
["CULTEC Contactor 100HD Incremental Storage Volumes"]
["Height of System","Incremental Single Chamber","FC 24 Feed Connector single unit","Chamber Volume","HVLV SFCx2 Feed Connector Volume","Stone Volume","Cumulative Storage Volume","Total Cumulative Storage Volume","Elevation"]
["in","ft3","ft3","ft3","ft3","ft3","ft3","ft3","ft"]
[{"$f":"Q51","v":33.5},{"$f":"IF(A29<=0,\"\",IF(S33>=1,LOOKUP(S33,Y$46:Y$58,X$46:X$58),0))","v":0},{"$f":"IF(A29<=0,\"\",IF(S33>=6,LOOKUP(S33,Y$51:Y$58,Z$51:Z$58),0))","v":0},{"$f":"IF(A29=0,0,IF(A29<0,\"\",B29*$O$45))","v":0},{"$f":"IF(A29=0,0,IF(A29<0,\"\",C29*$O$46))","v":0},{"$f":"IF(A29=0,0,IF(A29<0,\"\",IF(B29=0.0001,((E$22*0.5/12)-D29)*P$53,((E$22*1/12)-D29)*P$53)))","v":2.2333333333333334},{"$f":"IF(A29=0,0,IF(A29<0,\"\",D29+F29+E29))","v":2.2333333333333334},{"$f":"IF(A29=0,0,IF(A29<0,\" \",IF(A29=1,F29,G29+H30)))","v":83.845946666666677},{"$f":"IF(A29<0,\"\",ROUND($E$23+(A29/12),2))","v":2.79}]
[{"$f":"IF(S33=0,0,IF(A29=\" \",\"\",IF(S33=1,A29-0.5,A29-1)))","v":32.5},0,0,{"$f":"IF(A30=0,0,IF(A30<0,\"\",B30*$O$45))","v":0},{"$f":"IF(A30=0,0,IF(A30<0,\"\",C30*$O$46))","v":0},{"$f":"IF(A30=0,0,IF(A30<0,\"\",IF(B30=0.0001,((E$22*0.5/12)-D30)*P$53,((E$22*1/12)-D30)*P$53)))","v":2.2333333333333334},{"$f":"IF(A30=0,0,IF(A30<0,\"\",D30+F30+E30))","v":2.2333333333333334},{"$f":"IF(A30=0,0,IF(A30<0,\" \",IF(A30=1,F30,G30+H31)))","v":81.612613333333343},{"$f":"IF(A30<0,\"\",ROUND($E$23+(A30/12),2))","v":2.71}]
[{"$f":"IF(S34=0,0,IF(A30=\" \",\"\",IF(S34=1,A30-0.5,A30-1)))","v":31.5},0,0,0,0,2.2333333333333334,2.2333333333333334,79.379280000000008,2.63]
[30.5,0,0,0,0,2.2333333333333334,2.2333333333333334,77.145946666666674,2.54,null,null,null,null,null,null,null,null,null,-1,-1,"above","base"]
[29.5,0,0,0,0,2.2333333333333334,2.2333333333333334,74.91261333333334,2.46,null,null,null,null,null,null,null,null,null,{"$f":"IF(AND(S32>=1,S32<12),S32+1,IF(U33=0,1,IF(S32=12,S32+0.5,-1)))","v":-1},{"$f":"IF(T32>=1,T32+1,IF(U33=0,1,-1))","v":-1},{"$f":"E21","v":12},{"$f":"E20","v":9}]
[28.5,0,0,0,0,2.2333333333333334,2.2333333333333334,72.679280000000006,2.38,null,null,null,null,null,null,null,null,null,-1,-1,{"$f":"U33-1","v":11},{"$f":"V33-1","v":8}]
[27.5,0,0,0,0,2.2333333333333334,2.2333333333333334,70.445946666666671,2.29,null,null,null,null,null,null,null,null,null,-1,-1,10,7]
[26.5,0,0,0,0,2.2333333333333334,2.2333333333333334,68.212613333333337,2.21,null,null,null,null,null,null,null,null,null,-1,-1,9,6]
[25.5,0,0,0,0,2.2333333333333334,2.2333333333333334,65.979280000000003,2.13,null,null,null,null,null,null,null,null,null,-1,-1,8,5]
[24.5,0,0,0,0,2.2333333333333334,2.2333333333333334,63.745946666666669,2.04,null,null,null,null,null,null,"INSTALLED LENGTH",{"$f":"COUNTIF(U33:U129,\">0\")","v":12},null,-1,-1,7,4]
[23.5,0,0,0,0,2.2333333333333334,2.2333333333333334,61.512613333333334,1.96,null,null,null,"S",null,{"$f":"E16","v":1},8,null,null,-1,-1,6,3]
[22.5,0,0,0,0,2.2333333333333334,2.2333333333333334,59.27928,1.88,null,null,null,"E",null,{"$f":"E17-O39","v":0},7.5,null,null,-1,-1,5,2]
[21.5,1E-4,0,8.0000000000000004E-4,0,1.1163466666666666,1.1171466666666665,57.045946666666666,1.79,null,null,null,"STONE BORDER (FT.)",null,1,null,null,null,-1,-1,4,1]
[21,2.4E-2,0,0.192,0,2.1565333333333334,2.3485333333333336,55.928800000000003,1.75,null,null,null,"CHAMBER SPACING (FT.)",null,{"$f":"4/12","v":0.33333333333333331},null,null,null,-1,-1,3,0]
[20,6.7000000000000004E-2,0,0.53600000000000003,0,2.018933333333333,2.5549333333333331,53.580266666666667,1.67,null,null,null,"BED WIDTH",null,{"$f":"(E16*Q55+(2*O41)-O42)","v":4.996666666666667},null,null,null,-1,-1,2,-1]
[19,0.11,0,0.88,0,1.8813333333333333,2.7613333333333334,51.025333333333336,1.58,null,null,null,"BED LENGTH",null,{"$f":"((O48-1)*P40)+(P39+(O41*2))","v":10},null,null,null,-1,-1,1,-2]
[18,0.13900000000000001,0,1.1120000000000001,0,1.7885333333333333,2.9005333333333336,48.264000000000003,1.5,null,null,null,"FT OF CHAMBER -",null,{"$f":"(O39*P39)+(O40*P40)","v":8},null,null,null,1,1,0,-3]
[17,0.159,1.3444275067750677E-3,1.272,0,1.7245333333333333,2.9965333333333333,45.363466666666667,1.42,null,null,null,"FT OF FC CONNECTORS -",null,{"$f":"E18*O42","v":0},null,null,null,2,2,-1,-4,null,1E-4,1]
[16,0.17399999999999999,8.4617773261065933E-3,1.3919999999999999,0,1.6765333333333332,3.0685333333333329,42.366933333333336,1.33,null,null,null,"Area (Sq. Ft.) -",null,{"$f":"O44*O43","v":49.966666666666669},null,null,null,3,3,-2,-5,null,2.4E-2,2]
[15,0.184,3.0738341237579046E-2,1.472,0,1.6445333333333332,3.1165333333333329,39.298400000000001,1.25,null,null,null,{"$f":"E16","v":1},"ROW OF",{"$f":"E17/E16","v":1},null,null,null,4,4,-3,-6,null,6.7000000000000004E-2,3]
[14,0.192,4.1006803297199641E-2,1.536,0,1.6189333333333331,3.1549333333333331,36.181866666666672,1.17,null,null,null,null,null,null,null,null,null,5,5,-4,-7,null,0.11,4]
[13,0.20300000000000001,4.5135360207768746E-2,1.6240000000000001,0,1.5837333333333332,3.2077333333333335,33.026933333333339,1.08,null,null,null,null,null,null,null,"SYSTEM HEIGHT",null,6,6,-5,-8,null,0.13900000000000001,5]
[12,0.20300000000000001,4.7548978093947605E-2,1.6240000000000001,0,1.5837333333333332,3.2077333333333335,29.819200000000006,1,null,null,null,null,null,null,null,{"$f":"E20+12.5+E21","v":33.5},null,7,7,-6,-9,null,0.159,6,1.3444275067750677E-3,1]
[11,0.20300000000000001,4.9937895212285449E-2,1.6240000000000001,0,1.5837333333333332,3.2077333333333335,26.611466666666672,0.92,null,null,null,null,null,null,"Stone Void",null,null,8,8,-7,-10,null,0.17399999999999999,7,8.4617773261065933E-3,2]
[10,0.223,7.0227811653116534E-2,1.784,0,1.5197333333333334,3.3037333333333336,23.403733333333339,0.83,null,null,null,null,null,null,{"$f":"E19/100","v":0.4},null,null,9,9,-8,-11,null,0.184,8,3.0738341237579046E-2,3]
[9,0,0,0,0,2.2333333333333334,2.2333333333333334,20.100000000000005,0.75,null,null,null,null,null,null,null,"Design chamber width",null,10,10,-9,-12,null,0.192,9,4.1006803297199641E-2,4]
[8,0,0,0,0,2.2333333333333334,2.2333333333333334,17.866666666666671,0.67,null,null,null,null,null,null,null,3.33,null,11,11,-10,-13,null,0.20300000000000001,10,4.5135360207768746E-2,5]
[7,0,0,0,0,2.2333333333333334,2.2333333333333334,15.633333333333336,0.57999999999999996,null,null,null,null,null,null,null,null,null,12,12,-11,-14,null,0.20300000000000001,11,4.7548978093947605E-2,6]
[6,0,0,0,0,2.2333333333333334,2.2333333333333334,13.400000000000002,0.5,null,null,null,null,null,null,null,null,null,12.5,13,-12,-15,null,0.20300000000000001,12,4.9937895212285449E-2,7]
[5,0,0,0,0,2.2333333333333334,2.2333333333333334,11.166666666666668,0.42,null,null,null,null,null,null,null,null,null,-1,14,-13,-16,null,0.223,12.5,7.0227811653116534E-2,8]
[4,0,0,0,0,2.2333333333333334,2.2333333333333334,8.9333333333333336,0.33,null,null,null,null,null,null,null,null,null,-1,15,-14,-17]
[3,0,0,0,0,2.2333333333333334,2.2333333333333334,6.7,0.25,null,null,null,null,null,null,null,null,null,-1,16,-15,-18]
[2,0,0,0,0,2.2333333333333334,2.2333333333333334,4.4666666666666668,0.17,null,null,null,null,null,null,null,null,null,-1,17,-16,-19]
[1,0,0,0,0,2.2333333333333334,2.2333333333333334,2.2333333333333334,0.08,null,null,null,null,null,null,null,null,null,-1,18,-17,-20]
[0,"","",0,0,0,0,0,0,null,null,null,null,null,null,null,null,null,-1,19,-18,-21]
[-1,"","","","","",""," ","",null,null,null,null,null,null,null,null,null,-1,20,-19,-22]
[-2,"","","","","",""," ","",null,null,null,null,null,null,null,null,null,-1,21,-20,-23]
[-3,"","","","","",""," ","",null,null,null,null,null,null,null,null,null,-1,22,-21,-24]
[-4,"","","","","",""," ","",null,null,null,null,null,null,null,null,null,-1,23,-22,-25]
[-5,"","","","","",""," ","",null,null,null,null,null,null,null,null,null,-1,24,-23,-26]
[-6,"","","","","",""," ","",null,null,null,null,null,null,null,null,null,-1,25,-24,-27]
[-7,"","","","","",""," ","",null,null,null,null,null,null,null,null,null,-1,26,-25,-28]
[-8,"","","","","",""," ","",null,null,null,null,null,null,null,null,null,-1,27,-26,-29]
[-9,"","","","","",""," ","",null,null,null,null,null,null,null,null,null,-1,28,-27,-30]
[-10,"","","","","",""," ","",null,null,null,null,null,null,null,null,null,-1,29,-28,-31]
[-11,"","","","","",""," ","",null,null,null,null,null,null,null,null,null,-1,30,-29,-32]
[-12,"","","","","",""," ","",null,null,null,null,null,null,null,null,null,-1,31,-30,-33]
[-13,"","","","","",""," ","",null,null,null,null,null,null,null,null,null,-1,32,-31,-34]
[-14,"","","","","",""," ","",null,null,null,null,null,null,null,null,null,-1,33,-32,-35]
[-15,"","","","","",""," ","",null,null,null,null,null,null,null,null,null,-1,34,-33,-36]
[-16,"","","","","",""," ","",null,null,null,null,null,null,null,null,null,-1,35,-34,-37]
[-17,"","","","","",""," ","",null,null,null,null,null,null,null,null,null,-1,36,-35,-38]
[-18,"","","","","",""," ","",null,null,null,null,null,null,null,null,null,-1,37,-36,-39]
[-19,"","","","","",""," ","",null,null,null,null,null,null,null,null,null,-1,38,-37,-40]
[-20,"","","","","",""," ","",null,null,null,null,null,null,null,null,null,-1,39,-38,-41]
[-21,"","","","","",""," ","",null,null,null,null,null,null,null,null,null,-1,40,-39,-42]
[-22,"","","","","",""," ","",null,null,null,null,null,null,null,null,null,-1,41,-40,-43]
[-23,"","","","","",""," ","",null,null,null,null,null,null,null,null,null,-1,42,-41,-44]
[-24,"","","","","",""," ","",null,null,null,null,null,null,null,null,null,-1,43,-42,-45]
[-25,"","","","","",""," ","",null,null,null,null,null,null,null,null,null,-1,44,-43,-46]
[-26,"","","","","",""," ","",null,null,null,null,null,null,null,null,null,-1,45,-44,-47]
[-27,"","","","","",""," ","",null,null,null,null,null,null,null,null,null,-1,46,-45,-48]
[-28,"","","","","",""," ","",null,null,null,null,null,null,null,null,null,-1,47,-46,-49]
[-29,"","","","","",""," ","",null,null,null,null,null,null,null,null,null,-1,48,-47,-50]
[-30,{"$f":"IF(A93<=0,\"\",IF(S97>=1,LOOKUP(S97,Y$46:Y$58,X$46:X$58),0))","v":""},{"$f":"IF(A93<=0,\"\",IF(S97>=6,LOOKUP(S97,Y$51:Y$58,Z$51:Z$58),0))","v":""},"","","",""," ","",null,null,null,null,null,null,null,null,null,-1,49,-48,-51]
[-31,"","",{"$f":"IF(A94=0,0,IF(A94<0,\"\",B94*$O$45))","v":""},{"$f":"IF(A94=0,0,IF(A94<0,\"\",C94*$O$46))","v":""},{"$f":"IF(A94=0,0,IF(A94<0,\"\",IF(B94=0.0001,((E$22*0.5/12)-D94)*P$53,((E$22*1/12)-D94)*P$53)))","v":""},{"$f":"IF(A94=0,0,IF(A94<0,\"\",D94+F94+E94))","v":""},{"$f":"IF(A94=0,0,IF(A94<0,\" \",IF(A94=1,F94,G94+H95)))","v":" "},{"$f":"IF(A94<0,\"\",ROUND($E$23+(A94/12),2))","v":""},null,null,null,null,null,null,null,null,null,-1,50,-49,-52]
[{"$f":"IF(S98=0,0,IF(A94=\" \",\"\",IF(S98=1,A94-0.5,A94-1)))","v":-32},"","","","","",""," ","",null,null,null,null,null,null,null,null,null,-1,51,-50,-53]
[-33,"","","","","",""," ","",null,null,null,null,null,null,null,null,null,-1,52,-51,-54]
[-34,"","","","","",""," ","",null,null,null,null,null,null,null,null,null,{"$f":"IF(AND(S96>=1,S96<12),S96+1,IF(U97=0,1,IF(S96=12,S96+0.5,-1)))","v":-1},{"$f":"IF(T96>=1,T96+1,IF(U97=0,1,-1))","v":53},-52,-55]
[-35,"","","","","",""," ","",null,null,null,null,null,null,null,null,null,-1,54,{"$f":"U97-1","v":-53},{"$f":"V97-1","v":-56}]
[-36,"","","","","",""," ","",null,null,null,null,null,null,null,null,null,-1,55,-54,-57]
[-37,"","","","","",""," ","",null,null,null,null,null,null,null,null,null,-1,56,-55,-58]
[-38,"","","","","",""," ","",null,null,null,null,null,null,null,null,null,-1,57,-56,-59]
[-39,"","","","","",""," ","",null,null,null,null,null,null,null,null,null,-1,58,-57,-60]
[-40,"","","","","",""," ","",null,null,null,null,null,null,null,null,null,-1,59,-58,-61]
[-41,"","","","","",""," ","",null,null,null,null,null,null,null,null,null,-1,60,-59,-62]
[-42,"","","","","",""," ","",null,null,null,null,null,null,null,null,null,-1,61,-60,-63]
[-43,"","","","","",""," ","",null,null,null,null,null,null,null,null,null,-1,62,-61,-64]
[-44,"","","","","",""," ","",null,null,null,null,null,null,null,null,null,-1,63,-62,-65]
[-45,"","","","","",""," ","",null,null,null,null,null,null,null,null,null,-1,64,-63,-66]
[-46,"","","","","",""," ","",null,null,null,null,null,null,null,null,null,-1,65,-64,-67]
[-47,"","","","","",""," ","",null,null,null,null,null,null,null,null,null,-1,66,-65,-68]
[-48,"","","","","",""," ","",null,null,null,null,null,null,null,null,null,-1,67,-66,-69]
[-49,"","","","","",""," ","",null,null,null,null,null,null,null,null,null,-1,68,-67,-70]
[-50,"","","","","",""," ","",null,null,null,null,null,null,null,null,null,-1,69,-68,-71]
[-51,"","","","","",""," ","",null,null,null,null,null,null,null,null,null,-1,70,-69,-72]
[-52,"","","","","",""," ","",null,null,null,null,null,null,null,null,null,-1,71,-70,-73]
[-53,"","","","","",""," ","",null,null,null,null,null,null,null,null,null,-1,72,-71,-74]
[-54,"","","","","",""," ","",null,null,null,null,null,null,null,null,null,-1,73,-72,-75]
[-55,"","","","","",""," ","",null,null,null,null,null,null,null,null,null,-1,74,-73,-76]
[-56,"","","","","",""," ","",null,null,null,null,null,null,null,null,null,-1,75,-74,-77]
[-57,"","","","","",""," ","",null,null,null,null,null,null,null,null,null,-1,76,-75,-78]
[-58,"","","","","",""," ","",null,null,null,null,null,null,null,null,null,-1,77,-76,-79]
[-59,"","","","","",""," ","",null,null,null,null,null,null,null,null,null,-1,78,-77,-80]
[-60,"","","","","",""," ","",null,null,null,null,null,null,null,null,null,-1,79,-78,-81]
[-61,"","","","","",""," ","",null,null,null,null,null,null,null,null,null,-1,80,-79,-82]
[-62,"","","","","",""," ","",null,null,null,null,null,null,null,null,null,-1,81,-80,-83]
[-63,"","","","","",""," ","",null,null,null,null,null,null,null,null,null,-1,82,-81,-84]
[-64,"","","","","",""," ","",null,null,null,null,null,null,null,null,null,-1,83,-82,-85]
[-65,"","","","","",""," ","",null,null,null,null,null,null,null,null,null,-1,84,-83,-86]
[-66,"","","","","",""," ","",null,null,null,null,null,null,null,null,null,-1,85,-84,-87]
[-67,"","","","","",""," ","",null,null,null,null,null,null,null,null,null,-1,86,-85,-88]
[-68,"","","","","",""," ","",null,null,null,null,null,null,null,null,null,-1,87,-86,-89]
[-69,"","","","","",""," ","",null,null,null,null,null,null,null,null,null,-1,88,-87,-90]
[-70,"","","","","",""," ","",null,null,null,null,null,null,null,null,null,-1,89,-88,-91]
[-71,"","","","","",""," ","",null,null,null,null,null,null,null,null,null,-1,90,-89,-92]
[-72,"","","","","",""," ","",null,null,null,null,null,null,null,null,null,-1,91,-90,-93]
[-73,"","","","","",""," ","",null,null,null,null,null,null,null,null,null,-1,92,-91,-94]
[-74,"","","","","",""," ","",null,null,null,null,null,null,null,null,null,-1,93,-92,-95]
[-75,"","","","","",""," ","",null,null,null,null,null,null,null,null,null,-1,94,-93,-96]
[-76,"","","","","",""," ","",null,null,null,null,null,null,null,null,null,-1,95,-94,-97]
[-77,"","","","","",""," ","",null,null,null,null,null,null,null,null,null,-1,96,-95,-98]
[-78,"","","","","",""," ","",null,null,null,null,null,null,null,null,null,-1,97,-96,-99]
[-79,"","","","","",""," ","",null,null,null,null,null,null,null,null,null,-1,98,-97,-100]
[-80,"","","","","",""," ","",null,null,null,null,null,null,null,null,null,-1,99,-98,-101]
[-81,"","","","","",""," ","",null,null,null,null,null,null,null,null,null,-1,100,-99,-102]
[-82,"","","","","",""," ","",null,null,null,null,null,null,null,null,null,-1,101,-100,-103]
[-83,"","","","","",""," ","",null,null,null,null,null,null,null,null,null,-1,102,-101,-104]
[-84,"","","","","",""," ","",null,null,null,null,null,null,null,null,null,-1,103,-102,-105]
[-85,"","","","","",""," ","",null,null,null,null,null,null,null,null,null,-1,104,-103,-106]
[-86,"","","","","",""," ","",null,null,null,null,null,null,null,null,null,-1,105,-104,-107]
[-87,"","","","","",""," ","",null,null,null,null,null,null,null,null,null,-1,106,-105,-108]
[-88,"","","","","",""," ","",null,null,null,null,null,null,null,null,null,-1,107,-106,-109]
[-89,"","","","","",""," ","",null,null,null,null,null,null,null,null,null,-1,108,-107,-110]
[-90,"","","","","",""," ","",null,null,null,null,null,null,null,null,null,-1,109,-108,-111]
[-91,"","","","","",""," ","",null,null,null,null,null,null,null,null,null,-1,110,-109,-112]
[-92,"","","","","",""," ","",null,null,null,null,null,null,null,null,null,-1,111,-110,-113]
[-93,"","","","","",""," ","",null,null,null,null,null,null,null,null,null,-1,112,-111,-114]
[-94,{"$f":"IF(A157<=0,\"\",IF(S161>=1,LOOKUP(S161,Y$46:Y$58,X$46:X$58),0))","v":""},{"$f":"IF(A157<=0,\"\",IF(S161>=6,LOOKUP(S161,Y$51:Y$58,Z$51:Z$58),0))","v":""},"","","",""," ","",null,null,null,null,null,null,null,null,null,-1,113,-112,-115]
[-95,"","",{"$f":"IF(A158=0,0,IF(A158<0,\"\",B158*$O$45))","v":""},{"$f":"IF(A158=0,0,IF(A158<0,\"\",C158*$O$46))","v":""},{"$f":"IF(A158=0,0,IF(A158<0,\"\",IF(B158=0.0001,((E$22*0.5/12)-D158)*P$53,((E$22*1/12)-D158)*P$53)))","v":""},{"$f":"IF(A158=0,0,IF(A158<0,\"\",D158+F158+E158))","v":""},{"$f":"IF(A158=0,0,IF(A158<0,\" \",IF(A158=1,F158,G158+H159)))","v":" "},{"$f":"IF(A158<0,\"\",ROUND($E$23+(A158/12),2))","v":""},null,null,null,null,null,null,null,null,null,-1,114,-113,-116]
[{"$f":"IF(S162=0,0,IF(A158=\" \",\"\",IF(S162=1,A158-0.5,A158-1)))","v":-96},"","","","","",""," ","",null,null,null,null,null,null,null,null,null,-1,115,-114,-117]
[-97,"","","","","",""," ","",null,null,null,null,null,null,null,null,null,-1,116,-115,-118]
[-98,"","","","","",""," ","",null,null,null,null,null,null,null,null,null,{"$f":"IF(AND(S160>=1,S160<12),S160+1,IF(U161=0,1,IF(S160=12,S160+0.5,-1)))","v":-1},{"$f":"IF(T160>=1,T160+1,IF(U161=0,1,-1))","v":117},-116,-119]
[-99,"","","","","",""," ","",null,null,null,null,null,null,null,null,null,-1,118,{"$f":"U161-1","v":-117},{"$f":"V161-1","v":-120}]
[-100,"","","","","",""," ","",null,null,null,null,null,null,null,null,null,-1,119,-118,-121]
[-101,"","","","","",""," ","",null,null,null,null,null,null,null,null,null,-1,120,-119,-122]
[-102,"","","","","",""," ","",null,null,null,null,null,null,null,null,null,-1,121,-120,-123]
[-103,"","","","","",""," ","",null,null,null,null,null,null,null,null,null,-1,122,-121,-124]
[-104,"","","","","",""," ","",null,null,null,null,null,null,null,null,null,-1,123,-122,-125]
[-105,"","","","","",""," ","",null,null,null,null,null,null,null,null,null,-1,124,-123,-126]
[-106,"","","","","",""," ","",null,null,null,null,null,null,null,null,null,-1,125,-124,-127]
[-107,"","","","","",""," ","",null,null,null,null,null,null,null,null,null,-1,126,-125,-128]
[-108,"","","","","",""," ","",null,null,null,null,null,null,null,null,null,-1,127,-126,-129]
[-109,"","","","","",""," ","",null,null,null,null,null,null,null,null,null,-1,128,-127,-130]
[-110,"","","","","",""," ","",null,null,null,null,null,null,null,null,null,-1,129,-128,-131]
[-111,"","","","","",""," ","",null,null,null,null,null,null,null,null,null,-1,130,-129,-132]
[-112,"","","","","",""," ","",null,null,null,null,null,null,null,null,null,-1,131,-130,-133]
[-113,"","","","","",""," ","",null,null,null,null,null,null,null,null,null,-1,132,-131,-134]
[-114,"","","","","",""," ","",null,null,null,null,null,null,null,null,null,-1,133,-132,-135]
[-115,"","","","","",""," ","",null,null,null,null,null,null,null,null,null,-1,134,-133,-136]
[-116,"","","","","",""," ","",null,null,null,null,null,null,null,null,null,-1,135,-134,-137]
[-117,"","","","","",""," ","",null,null,null,null,null,null,null,null,null,-1,136,-135,-138]
[-118,"","","","","",""," ","",null,null,null,null,null,null,null,null,null,-1,137,-136,-139]
[-119,"","","","","",""," ","",null,null,null,null,null,null,null,null,null,-1,138,-137,-140]
[-120,"","","","","",""," ","",null,null,null,null,null,null,null,null,null,-1,139,-138,-141]
[-121,"","","","","",""," ","",null,null,null,null,null,null,null,null,null,-1,140,-139,-142]
[-122,"","","","","",""," ","",null,null,null,null,null,null,null,null,null,-1,141,-140,-143]
[-123,"","","","","",""," ","",null,null,null,null,null,null,null,null,null,-1,142,-141,-144]
[-124,"","","","","",""," ","",null,null,null,null,null,null,null,null,null,-1,143,-142,-145]
[-125,"","","","","",""," ","",null,null,null,null,null,null,null,null,null,-1,144,-143,-146]
[-126,"","","","","",""," ","",null,null,null,null,null,null,null,null,null,-1,145,-144,-147]
[-127,"","","","","",""," ","",null,null,null,null,null,null,null,null,null,-1,146,-145,-148]
[-128,"","","","","",""," ","",null,null,null,null,null,null,null,null,null,-1,147,-146,-149]
[-129,"","","","","",""," ","",null,null,null,null,null,null,null,null,null,-1,148,-147,-150]
[-130,"","","","","",""," ","",null,null,null,null,null,null,null,null,null,-1,149,-148,-151]
[-131,"","","","","",""," ","",null,null,null,null,null,null,null,null,null,-1,150,-149,-152]
[-132,"","","","","",""," ","",null,null,null,null,null,null,null,null,null,-1,151,-150,-153]
[-133,"","","","","",""," ","",null,null,null,null,null,null,null,null,null,-1,152,-151,-154]
[-134,"","","","","",""," ","",null,null,null,null,null,null,null,null,null,-1,153,-152,-155]
[-135,"","","","","",""," ","",null,null,null,null,null,null,null,null,null,-1,154,-153,-156]
[-136,"","","","","",""," ","",null,null,null,null,null,null,null,null,null,-1,155,-154,-157]
[-137,"","","","","",""," ","",null,null,null,null,null,null,null,null,null,-1,156,-155,-158]
[-138,"","","","","",""," ","",null,null,null,null,null,null,null,null,null,-1,157,-156,-159]
[-139,"","","","","",""," ","",null,null,null,null,null,null,null,null,null,-1,158,-157,-160]
[-140,"","","","","",""," ","",null,null,null,null,null,null,null,null,null,-1,159,-158,-161]
[-141,"","","","","",""," ","",null,null,null,null,null,null,null,null,null,-1,160,-159,-162]
[-142,"","","","","",""," ","",null,null,null,null,null,null,null,null,null,-1,161,-160,-163]
[-143,"","","","","",""," ","",null,null,null,null,null,null,null,null,null,-1,162,-161,-164]
[-144,"","","","","",""," ","",null,null,null,null,null,null,null,null,null,-1,163,-162,-165]
[-145,"","","","","",""," ","",null,null,null,null,null,null,null,null,null,-1,164,-163,-166]
[-146,"","","","","",""," ","",null,null,null,null,null,null,null,null,null,-1,165,-164,-167]
[-147,"","","","","",""," ","",null,null,null,null,null,null,null,null,null,-1,166,-165,-168]
[-148,"","","","","",""," ","",null,null,null,null,null,null,null,null,null,-1,167,-166,-169]
[-149,"","","","","",""," ","",null,null,null,null,null,null,null,null,null,-1,168,-167,-170]
[-150,"","","","","",""," ","",null,null,null,null,null,null,null,null,null,-1,169,-168,-171]
[-151,"","","","","",""," ","",null,null,null,null,null,null,null,null,null,-1,170,-169,-172]
[-152,"","","","","",""," ","",null,null,null,null,null,null,null,null,null,-1,171,-170,-173]
[-153,"","","","","",""," ","",null,null,null,null,null,null,null,null,null,-1,172,-171,-174]
[-154,"","","","","",""," ","",null,null,null,null,null,null,null,null,null,-1,173,-172,-175]
[-155,"","","","","",""," ","",null,null,null,null,null,null,null,null,null,-1,174,-173,-176]
[-156,"","","","","",""," ","",null,null,null,null,null,null,null,null,null,-1,175,-174,-177]
[-157,"","","","","",""," ","",null,null,null,null,null,null,null,null,null,-1,176,-175,-178]
[-158,{"$f":"IF(A221<=0,\"\",IF(S225>=1,LOOKUP(S225,Y$46:Y$58,X$46:X$58),0))","v":""},{"$f":"IF(A221<=0,\"\",IF(S225>=6,LOOKUP(S225,Y$51:Y$58,Z$51:Z$58),0))","v":""},"","","",""," ","",null,null,null,null,null,null,null,null,null,-1,177,-176,-179]
[-159,"","",{"$f":"IF(A222=0,0,IF(A222<0,\"\",B222*$O$45))","v":""},{"$f":"IF(A222=0,0,IF(A222<0,\"\",C222*$O$46))","v":""},{"$f":"IF(A222=0,0,IF(A222<0,\"\",IF(B222=0.0001,((E$22*0.5/12)-D222)*P$53,((E$22*1/12)-D222)*P$53)))","v":""},{"$f":"IF(A222=0,0,IF(A222<0,\"\",D222+F222+E222))","v":""},{"$f":"IF(A222=0,0,IF(A222<0,\" \",IF(A222=1,F222,G222+H223)))","v":" "},{"$f":"IF(A222<0,\"\",ROUND($E$23+(A222/12),2))","v":""},null,null,null,null,null,null,null,null,null,-1,178,-177,-180]
[{"$f":"IF(S226=0,0,IF(A222=\" \",\"\",IF(S226=1,A222-0.5,A222-1)))","v":-160},"","","","","",""," ","",null,null,null,null,null,null,null,null,null,-1,179,-178,-181]
[-161,"","","","","",""," ","",null,null,null,null,null,null,null,null,null,-1,180,-179,-182]
[-162,"","","","","",""," ","",null,null,null,null,null,null,null,null,null,{"$f":"IF(AND(S224>=1,S224<12),S224+1,IF(U225=0,1,IF(S224=12,S224+0.5,-1)))","v":-1},{"$f":"IF(T224>=1,T224+1,IF(U225=0,1,-1))","v":181},-180,-183]
[-163,"","","","","",""," ","",null,null,null,null,null,null,null,null,null,-1,182,{"$f":"U225-1","v":-181},{"$f":"V225-1","v":-184}]
[-164,"","","","","",""," ","",null,null,null,null,null,null,null,null,null,-1,183,-182,-185]
[-165,"","","","","",""," ","",null,null,null,null,null,null,null,null,null,-1,184,-183,-186]
[-166,"","","","","",""," ","",null,null,null,null,null,null,null,null,null,-1,185,-184,-187]
[-167,"","","","","",""," ","",null,null,null,null,null,null,null,null,null,-1,186,-185,-188]
[-168,"","","","","",""," ","",null,null,null,null,null,null,null,null,null,-1,187,-186,-189]
[-169,"","","","","",""," ","",null,null,null,null,null,null,null,null,null,-1,188,-187,-190]
[-170,"","","","","",""," ","",null,null,null,null,null,null,null,null,null,-1,189,-188,-191]
[-171,"","","","","",""," ","",null,null,null,null,null,null,null,null,null,-1,190,-189,-192]
[-172,"","","","","",""," ","",null,null,null,null,null,null,null,null,null,-1,191,-190,-193]
[-173,"","","","","",""," ","",null,null,null,null,null,null,null,null,null,-1,192,-191,-194]
[-174,"","","","","",""," ","",null,null,null,null,null,null,null,null,null,-1,193,-192,-195]
[-175,"","","","","",""," ","",null,null,null,null,null,null,null,null,null,-1,194,-193,-196]
[-176,"","","","","",""," ","",null,null,null,null,null,null,null,null,null,-1,195,-194,-197]
[-177,"","","","","",""," ","",null,null,null,null,null,null,null,null,null,-1,196,-195,-198]
[-178,"","","","","",""," ","",null,null,null,null,null,null,null,null,null,-1,197,-196,-199]
[-179,"","","","","",""," ","",null,null,null,null,null,null,null,null,null,-1,198,-197,-200]
[-180,"","","","","",""," ","",null,null,null,null,null,null,null,null,null,-1,199,-198,-201]
[-181,"","","","","",""," ","",null,null,null,null,null,null,null,null,null,-1,200,-199,-202]
[-182,"","","","","",""," ","",null,null,null,null,null,null,null,null,null,-1,201,-200,-203]
[-183,"","","","","",""," ","",null,null,null,null,null,null,null,null,null,-1,202,-201,-204]
[-184,"","","","","",""," ","",null,null,null,null,null,null,null,null,null,-1,203,-202,-205]
[-185,"","","","","",""," ","",null,null,null,null,null,null,null,null,null,-1,204,-203,-206]
[-186,"","","","","",""," ","",null,null,null,null,null,null,null,null,null,-1,205,-204,-207]
[-187,"","","","","",""," ","",null,null,null,null,null,null,null,null,null,-1,206,-205,-208]
[-188,"","","","","",""," ","",null,null,null,null,null,null,null,null,null,-1,207,-206,-209]
[-189,"","","","","",""," ","",null,null,null,null,null,null,null,null,null,-1,208,-207,-210]
[-190,"","","","","",""," ","",null,null,null,null,null,null,null,null,null,-1,209,-208,-211]
[-191,"","","","","",""," ","",null,null,null,null,null,null,null,null,null,-1,210,-209,-212]
[-192,"","","","","",""," ","",null,null,null,null,null,null,null,null,null,-1,211,-210,-213]
[-193,"","","","","",""," ","",null,null,null,null,null,null,null,null,null,-1,212,-211,-214]
[-194,"","","","","",""," ","",null,null,null,null,null,null,null,null,null,-1,213,-212,-215]
[-195,"","","","","",""," ","",null,null,null,null,null,null,null,null,null,-1,214,-213,-216]
[-196,"","","","","",""," ","",null,null,null,null,null,null,null,null,null,-1,215,-214,-217]
[-197,"","","","","",""," ","",null,null,null,null,null,null,null,null,null,-1,216,-215,-218]
[-198,"","","","","",""," ","",null,null,null,null,null,null,null,null,null,-1,217,-216,-219]
[-199,"","","","","",""," ","",null,null,null,null,null,null,null,null,null,-1,218,-217,-220]
[-200,"","","","","",""," ","",null,null,null,null,null,null,null,null,null,-1,219,-218,-221]
[-201,"","","","","",""," ","",null,null,null,null,null,null,null,null,null,-1,220,-219,-222]
[-202,"","","","","",""," ","",null,null,null,null,null,null,null,null,null,-1,221,-220,-223]
[-203,"","","","","",""," ","",null,null,null,null,null,null,null,null,null,-1,222,-221,-224]
[-204,"","","","","",""," ","",null,null,null,null,null,null,null,null,null,-1,223,-222,-225]
[-205,"","","","","",""," ","",null,null,null,null,null,null,null,null,null,-1,224,-223,-226]
[-206,"","","","","",""," ","",null,null,null,null,null,null,null,null,null,-1,225,-224,-227]
[-207,"","","","","",""," ","",null,null,null,null,null,null,null,null,null,-1,226,-225,-228]
[-208,"","","","","",""," ","",null,null,null,null,null,null,null,null,null,-1,227,-226,-229]
[-209,"","","","","",""," ","",null,null,null,null,null,null,null,null,null,-1,228,-227,-230]
[-210,"","","","","",""," ","",null,null,null,null,null,null,null,null,null,-1,229,-228,-231]
[-211,"","","","","",""," ","",null,null,null,null,null,null,null,null,null,-1,230,-229,-232]
[-212,"","","","","",""," ","",null,null,null,null,null,null,null,null,null,-1,231,-230,-233]
[-213,"","","","","",""," ","",null,null,null,null,null,null,null,null,null,-1,232,-231,-234]
[-214,"","","","","",""," ","",null,null,null,null,null,null,null,null,null,-1,233,-232,-235]
[-215,"","","","","",""," ","",null,null,null,null,null,null,null,null,null,-1,234,-233,-236]
[-216,"","","","","",""," ","",null,null,null,null,null,null,null,null,null,-1,235,-234,-237]
[-217,"","","","","",""," ","",null,null,null,null,null,null,null,null,null,-1,236,-235,-238]
[-218,"","","","","",""," ","",null,null,null,null,null,null,null,null,null,-1,237,-236,-239]
[-219,"","","","","",""," ","",null,null,null,null,null,null,null,null,null,-1,238,-237,-240]
[-220,"","","","","",""," ","",null,null,null,null,null,null,null,null,null,-1,239,-238,-241]
[-221,"","","","","",""," ","",null,null,null,null,null,null,null,null,null,-1,240,-239,-242]
[-222,{"$f":"IF(A285<=0,\"\",IF(S289>=1,LOOKUP(S289,Y$46:Y$58,X$46:X$58),0))","v":""},{"$f":"IF(A285<=0,\"\",IF(S289>=6,LOOKUP(S289,Y$51:Y$58,Z$51:Z$58),0))","v":""},"","","",""," ","",null,null,null,null,null,null,null,null,null,-1,241,-240,-243]
[-223,"","",{"$f":"IF(A286=0,0,IF(A286<0,\"\",B286*$O$45))","v":""},{"$f":"IF(A286=0,0,IF(A286<0,\"\",C286*$O$46))","v":""},{"$f":"IF(A286=0,0,IF(A286<0,\"\",IF(B286=0.0001,((E$22*0.5/12)-D286)*P$53,((E$22*1/12)-D286)*P$53)))","v":""},{"$f":"IF(A286=0,0,IF(A286<0,\"\",D286+F286+E286))","v":""},{"$f":"IF(A286=0,0,IF(A286<0,\" \",IF(A286=1,F286,G286+H287)))","v":" "},{"$f":"IF(A286<0,\"\",ROUND($E$23+(A286/12),2))","v":""},null,null,null,null,null,null,null,null,null,-1,242,-241,-244]
[{"$f":"IF(S290=0,0,IF(A286=\" \",\"\",IF(S290=1,A286-0.5,A286-1)))","v":-224},"","","","","",""," ","",null,null,null,null,null,null,null,null,null,-1,243,-242,-245]
[-225,"","","","","",""," ","",null,null,null,null,null,null,null,null,null,-1,244,-243,-246]
[-226,"","","","","",""," ","",null,null,null,null,null,null,null,null,null,{"$f":"IF(AND(S288>=1,S288<12),S288+1,IF(U289=0,1,IF(S288=12,S288+0.5,-1)))","v":-1},{"$f":"IF(T288>=1,T288+1,IF(U289=0,1,-1))","v":245},-244,-247]
[-227,"","","","","",""," ","",null,null,null,null,null,null,null,null,null,-1,246,{"$f":"U289-1","v":-245},{"$f":"V289-1","v":-248}]
[-228,"","","","","",""," ","",null,null,null,null,null,null,null,null,null,-1,247,-246,-249]
[-229,"","","","","",""," ","",null,null,null,null,null,null,null,null,null,-1,248,-247,-250]
[-230,"","","","","",""," ","",null,null,null,null,null,null,null,null,null,-1,249,-248,-251]
[-231,"","","","","",""," ","",null,null,null,null,null,null,null,null,null,-1,250,-249,-252]
[-232,"","","","","",""," ","",null,null,null,null,null,null,null,null,null,-1,251,-250,-253]
[-233,"","","","","",""," ","",null,null,null,null,null,null,null,null,null,-1,252,-251,-254]
[-234,"","","","","",""," ","",null,null,null,null,null,null,null,null,null,-1,253,-252,-255]
[-235,"","","","","",""," ","",null,null,null,null,null,null,null,null,null,-1,254,-253,-256]
[-236,"","","","","",""," ","",null,null,null,null,null,null,null,null,null,-1,255,-254,-257]
[-237,"","","","","",""," ","",null,null,null,null,null,null,null,null,null,-1,256,-255,-258]
[-238,"","","","","",""," ","",null,null,null,null,null,null,null,null,null,-1,257,-256,-259]
[-239,"","","","","",""," ","",null,null,null,null,null,null,null,null,null,-1,258,-257,-260]
[-240,"","","","","",""," ","",null,null,null,null,null,null,null,null,null,-1,259,-258,-261]
[-241,"","","","","",""," ","",null,null,null,null,null,null,null,null,null,-1,260,-259,-262]
[-242,"","","","","",""," ","",null,null,null,null,null,null,null,null,null,-1,261,-260,-263]
[-243,"","","","","",""," ","",null,null,null,null,null,null,null,null,null,-1,262,-261,-264]
[-244,"","","","","",""," ","",null,null,null,null,null,null,null,null,null,-1,263,-262,-265]
[-245,"","","","","",""," ","",null,null,null,null,null,null,null,null,null,-1,264,-263,-266]
[-246,"","","","","",""," ","",null,null,null,null,null,null,null,null,null,-1,265,-264,-267]
[-247,"","","","","",""," ","",null,null,null,null,null,null,null,null,null,-1,266,-265,-268]
[-248,"","","","","",""," ","",null,null,null,null,null,null,null,null,null,-1,267,-266,-269]
[-249,"","","","","",""," ","",null,null,null,null,null,null,null,null,null,-1,268,-267,-270]
[-250,"","","","","",""," ","",null,null,null,null,null,null,null,null,null,-1,269,-268,-271]
[-251,"","","","","",""," ","",null,null,null,null,null,null,null,null,null,-1,270,-269,-272]
[-252,"","","","","",""," ","",null,null,null,null,null,null,null,null,null,-1,271,-270,-273]
[-253,"","","","","",""," ","",null,null,null,null,null,null,null,null,null,-1,272,-271,-274]
[-254,"","","","","",""," ","",null,null,null,null,null,null,null,null,null,-1,273,-272,-275]
[-255,"","","","","",""," ","",null,null,null,null,null,null,null,null,null,-1,274,-273,-276]
[-256,"","","","","",""," ","",null,null,null,null,null,null,null,null,null,-1,275,-274,-277]
[-257,"","","","","",""," ","",null,null,null,null,null,null,null,null,null,-1,276,-275,-278]
[-258,"","","","","",""," ","",null,null,null,null,null,null,null,null,null,-1,277,-276,-279]
[-259,"","","","","",""," ","",null,null,null,null,null,null,null,null,null,-1,278,-277,-280]
[-260,"","","","","",""," ","",null,null,null,null,null,null,null,null,null,-1,279,-278,-281]
[-261,"","","","","",""," ","",null,null,null,null,null,null,null,null,null,-1,280,-279,-282]
[-262,"","","","","",""," ","",null,null,null,null,null,null,null,null,null,-1,281,-280,-283]
[-263,"","","","","",""," ","",null,null,null,null,null,null,null,null,null,-1,282,-281,-284]
[-264,"","","","","",""," ","",null,null,null,null,null,null,null,null,null,-1,283,-282,-285]
[-265,"","","","","",""," ","",null,null,null,null,null,null,null,null,null,-1,284,-283,-286]
[-266,"","","","","",""," ","",null,null,null,null,null,null,null,null,null,-1,285,-284,-287]
[0,"","",0,0,0,0,0,0,null,null,null,null,null,null,null,null,null,-1,286,-285,-288]
[0,"","",0,0,0,0,0,0,null,null,null,null,null,null,null,null,null,-1,287,-286,-289]
[null,null,null,null,null,null,null,null,null,null,null,null,null,null,null,null,null,null,-1,288,-287,-290]

{"sheet":"150XLHD-Imperial","index":5,"n_rows":330,"n_cols":27,"rows_kept":330,"cut":false,"hidden":true,"merged":[[9,0,9,5],[10,0,10,5],[11,0,11,5],[12,0,12,5],[25,0,25,8]]}
[]
[]
[]
[]
[]
[]
[]
[]
["Project Information:",null,null,null,"Date:",{"$f":"TODAY()","v":"2024-05-09"},null,"Helpful Links:"]
[null,null,null,null,null,null,null,"www.cultec.com"]
[null,null,null,null,null,null,null,"StormGenie@cultec.com"]
[null,null,null,null,null,null,null,"Recharger 150XLHD"]
[null,null,null,null,null,null,null,"Recharger 150XLHD Submittal"]
[]
[]
["Number or Rows-",null,null,null,{"$f":"'Cumulative Volume- Imperial'!C10","v":1},"units"]
["Total number of chambers -",null,null,null,{"$f":"'Cumulative Volume- Imperial'!C11","v":1},"units"]
["HVLV FC-24 Feed Connectors -",null,null,null,{"$f":"'Cumulative Volume- Imperial'!N11","v":0},"units"]
["Stone Void -",null,null,null,{"$f":"'Cumulative Volume- Imperial'!C12","v":40},"%"]
["Stone Base -",null,null,null,{"$f":"'Cumulative Volume- Imperial'!C13","v":9},"inches"]
["Stone Above Units -",null,null,null,{"$f":"'Cumulative Volume- Imperial'!C14","v":12},"inches"]
["Area -",null,null,null,{"$f":"'Cumulative Volume- Imperial'!C15","v":67},"ft2",{"$f":"O45","v":61.75},"Min. Area Required "]
["Base of Stone Elevation- ",null,null,null,{"$f":"'Cumulative Volume- Imperial'!C16","v":0},"ft",null,"Note: Min. Area required is based on"]
[null,null,null,null,null,null,null,"12\" around the system and typ. spacing"]
[]
["CULTEC Recharger 150XLHD Incremental Storage Volumes"]
["Height of System","Incremental Single Chamber","FC 24 Feed Connector single unit","Chamber Volume","HVLV FC-24 Feed Connector Volume","Stone Volume","Cumulative Storage Volume","Total Cumulative Storage Volume","Elevation"]
["in","ft3","ft3","ft3","ft3","ft3","ft3","ft3","ft"]
[{"$f":"Q49","v":39.5},{"$f":"IF(A29<=0,\"\",IF(S31>=1,LOOKUP(S31,Y$30:Y$56,X$30:X$56),0))","v":0},{"$f":"IF(A29<=0,\"\",IF(S31>=8,LOOKUP(S31,Y$45:Y$56,Z$45:Z$56),0))","v":0},{"$f":"IF(A29=0,0,IF(A29<0,\"\",B29*$O$43))","v":0},{"$f":"IF(A29=0,0,IF(A29<0,\"\",C29*$O$44))","v":0},{"$f":"IF(A29=0,0,IF(A29<0,\"\",IF(B29=$X$38,((E$22*0.5/12)-D29)*P$51,((E$22*1/12)-D29)*P$51)))","v":2.2333333333333334},{"$f":"IF(A29=0,0,IF(A29<0,\"\",D29+F29+E29))","v":2.2333333333333334},{"$f":"IF(A29=0,0,IF(A29<0,\" \",IF(A29=1,F29,G29+H30)))","v":105.72646666666668},{"$f":"IF(A29<0,\"\",ROUND($E$23+(A29/12),2))","v":3.29}]
[{"$f":"IF(A29=0,0,IF(A29=\"\",\"\",IF(S31=1,A29-0.5,A29-1)))","v":38.5},0,0,{"$f":"IF(A30=0,0,IF(A30<0,\"\",B30*$O$43))","v":0},{"$f":"IF(A30=0,0,IF(A30<0,\"\",C30*$O$44))","v":0},{"$f":"IF(A30=0,0,IF(A30<0,\"\",IF(B30=$X$38,((E$22*0.5/12)-D30)*P$51,((E$22*1/12)-D30)*P$51)))","v":2.2333333333333334},{"$f":"IF(A30=0,0,IF(A30<0,\"\",D30+F30+E30))","v":2.2333333333333334},{"$f":"IF(A30=0,0,IF(A30<0,\" \",IF(A30=1,F30,G30+H31)))","v":103.49313333333335},{"$f":"IF(A30<0,\"\",ROUND($E$23+(A30/12),2))","v":3.21},null,null,null,null,null,null,null,null,null,-1,-1,"above","base"]
[{"$f":"IF(S32=0,0,IF(A30=\" \",\"\",IF(S32=1,A30-0.5,A30-1)))","v":37.5},0,0,0,0,2.2333333333333334,2.2333333333333334,101.25980000000001,3.13,null,null,null,null,null,null,null,null,null,{"$f":"IF(AND(S30>=1,S30<18),S30+1,IF(U31=0,1,IF(S30=18,S30+0.5,-1)))","v":-1},{"$f":"IF(T30>=1,T30+1,IF(U31=0,1,-1))","v":-1},{"$f":"E21","v":12},{"$f":"E20","v":9}]
[36.5,0,0,0,0,2.2333333333333334,2.2333333333333334,99.026466666666678,3.04,null,null,null,null,null,null,null,null,null,-1,-1,{"$f":"U31-1","v":11},{"$f":"V31-1","v":8}]
[35.5,0,0,0,0,2.2333333333333334,2.2333333333333334,96.793133333333344,2.96,null,null,null,null,null,null,null,null,null,-1,-1,10,7]
[34.5,0,0,0,0,2.2333333333333334,2.2333333333333334,94.55980000000001,2.88,null,null,null,null,null,null,null,null,null,-1,-1,9,6]
[33.5,0,0,0,0,2.2333333333333334,2.2333333333333334,92.326466666666676,2.79,null,null,null,null,null,null,null,null,null,-1,-1,8,5]
[32.5,0,0,0,0,2.2333333333333334,2.2333333333333334,90.093133333333341,2.71,null,null,null,null,null,null,"INSTALLED LENGTH",{"$f":"COUNTIF(U31:U127,\">0\")","v":12},null,-1,-1,7,4]
[31.5,0,0,0,0,2.2333333333333334,2.2333333333333334,87.859800000000007,2.63,null,null,null,"S & E",null,{"$f":"E16*2","v":2},10.625,null,null,-1,-1,6,3]
[30.5,0,0,0,0,2.2333333333333334,2.2333333333333334,85.626466666666673,2.54,null,null,null,"I",null,{"$f":"E17-O37","v":-1},10.25,null,null,-1,-1,5,2,null,6.0000000000000001E-3,1]
[29.5,0,0,0,0,2.2333333333333334,2.2333333333333334,83.393133333333338,2.46,null,null,null,"STONE BORDER (FT.)",null,1,null,null,null,-1,-1,4,1,null,0.01,2]
[28.5,0,0,0,0,2.2333333333333334,2.2333333333333334,81.159800000000004,2.38,null,null,null,"CHAMBER SPACING (FT.)",null,0.5,null,null,null,-1,-1,3,0,null,3.2000000000000001E-2,3]
[27.5,6.0000000000000001E-3,0,6.6000000000000003E-2,0,1.0902666666666667,1.1562666666666668,78.92646666666667,2.29,null,null,null,"BED WIDTH",null,{"$f":"(E16*Q53+(2*O39)-O40)","v":4.75},null,null,null,-1,-1,2,-1,null,7.6999999999999999E-2,4]
[27,0.01,0,0.11,0,2.1893333333333334,2.2993333333333332,77.770200000000003,2.25,null,null,null,"BED LENGTH",null,{"$f":"((O46-2)*P38)+(2*P37)+(O39*2)","v":13},null,null,null,-1,-1,1,-2,null,0.10199999999999999,5]
[26,3.2000000000000001E-2,0,0.35199999999999998,0,2.0925333333333334,2.4445333333333332,75.470866666666666,2.17,null,null,null,"FT OF CHAMBER -",null,{"$f":"(O37*P37)+(O38*P38)","v":11},null,null,null,1,1,0,-3,null,0.11899999999999999,6]
[25,7.6999999999999999E-2,0,0.84699999999999998,0,1.8945333333333332,2.7415333333333329,73.026333333333326,2.08,null,null,null,"FT OF FC CONNECTORS -",null,{"$f":"E18*O40","v":0},null,null,null,2,2,-1,-4,null,0.13400000000000001,7]
[24,0.10199999999999999,0,1.1219999999999999,0,1.7845333333333333,2.906533333333333,70.28479999999999,2,null,null,null,"Area (Sq. Ft.) -",null,{"$f":"O42*O41","v":61.75},null,null,null,3,3,-2,-5,null,0.14599999999999999,8,0.11,1]
[23,0.11899999999999999,0,1.3089999999999999,0,1.7097333333333333,3.0187333333333335,67.378266666666661,1.92,null,null,null,{"$f":"E16","v":1},"ROW OF",{"$f":"E17/E16","v":1},null,null,null,4,4,-3,-6,null,0.156,9,0.09,2]
[22,0.13400000000000001,0,1.4740000000000002,0,1.6437333333333333,3.1177333333333337,64.359533333333331,1.83,null,null,null,null,null,null,null,null,null,5,5,-4,-7,null,0.16500000000000001,10,8.5999999999999993E-2,3]
[21,0.14599999999999999,0.11,1.6059999999999999,0,1.5909333333333333,3.196933333333333,61.241800000000005,1.75,null,null,null,null,null,null,null,"SYSTEM HEIGHT",null,6,6,-5,-8,null,0.17199999999999999,11,8.5000000000000006E-2,4]
[20,0.156,0.09,1.716,0,1.5469333333333333,3.2629333333333332,58.044866666666671,1.67,null,null,null,null,null,null,null,{"$f":"E20+18.5+E21","v":39.5},null,7,7,-6,-9,null,0.17899999999999999,12,8.3000000000000004E-2,5]
[19,0.16500000000000001,8.5999999999999993E-2,1.8150000000000002,0,1.5073333333333332,3.3223333333333334,54.781933333333335,1.58,null,null,null,null,null,null,"Stone Void",null,null,8,8,-7,-10,null,0.184,13,7.9000000000000001E-2,6]
[18,0.17199999999999999,8.5000000000000006E-2,1.8919999999999999,0,1.4765333333333333,3.3685333333333332,51.459600000000002,1.5,null,null,null,null,null,null,{"$f":"E19/100","v":0.4},null,null,9,9,-8,-11,null,0.188,14,7.3999999999999996E-2,7]
[17,0.17899999999999999,8.3000000000000004E-2,1.9689999999999999,0,1.4457333333333333,3.4147333333333334,48.09106666666667,1.42,null,null,null,null,null,null,null,"Design chamber width",null,10,10,-9,-12,null,0.191,15,7.0999999999999994E-2,8]
[16,0.184,7.9000000000000001E-2,2.024,0,1.4237333333333333,3.4477333333333333,44.676333333333339,1.33,null,null,null,null,null,null,null,3.25,null,11,11,-10,-13,null,0.193,16,6.2E-2,9]
[15,0.188,7.3999999999999996E-2,2.0680000000000001,0,1.4061333333333332,3.4741333333333335,41.228600000000007,1.25,null,null,null,null,null,null,null,null,null,12,12,-11,-14,null,0.19500000000000001,17,4.5999999999999999E-2,10]
[14,0.191,7.0999999999999994E-2,2.101,0,1.3929333333333334,3.4939333333333336,37.754466666666673,1.17,null,null,null,null,null,null,null,null,null,13,13,-12,-15,null,0.19700000000000001,18,0.02,11]
[13,0.193,6.2E-2,2.1230000000000002,0,1.3841333333333332,3.5071333333333334,34.260533333333342,1.08,null,null,null,null,null,null,null,null,null,14,14,-13,-16,null,0.20699999999999999,18.5,1.2999999999999999E-2,12]
[12,0.19500000000000001,4.5999999999999999E-2,2.145,0,1.3753333333333333,3.5203333333333333,30.753400000000006,1,null,null,null,null,null,null,null,null,null,15,15,-14,-17]
[11,0.19700000000000001,0.02,2.1670000000000003,0,1.3665333333333332,3.5335333333333336,27.233066666666673,0.92,null,null,null,null,null,null,null,null,null,16,16,-15,-18]
[10,0.20699999999999999,1.2999999999999999E-2,2.2769999999999997,0,1.3225333333333333,3.599533333333333,23.699533333333338,0.83,null,null,null,null,null,null,null,null,null,17,17,-16,-19]
[9,0,0,0,0,2.2333333333333334,2.2333333333333334,20.100000000000005,0.75,null,null,null,null,null,null,null,null,null,18,18,-17,-20]
[8,0,0,0,0,2.2333333333333334,2.2333333333333334,17.866666666666671,0.67,null,null,null,null,null,null,null,null,null,18.5,19,-18,-21]
[7,0,0,0,0,2.2333333333333334,2.2333333333333334,15.633333333333336,0.57999999999999996,null,null,null,null,null,null,null,null,null,-1,20,-19,-22]
[6,0,0,0,0,2.2333333333333334,2.2333333333333334,13.400000000000002,0.5,null,null,null,null,null,null,null,null,null,-1,21,-20,-23]
[5,0,0,0,0,2.2333333333333334,2.2333333333333334,11.166666666666668,0.42,null,null,null,null,null,null,null,null,null,-1,22,-21,-24]
[4,0,0,0,0,2.2333333333333334,2.2333333333333334,8.9333333333333336,0.33,null,null,null,null,null,null,null,null,null,-1,23,-22,-25]
[3,0,0,0,0,2.2333333333333334,2.2333333333333334,6.7,0.25,null,null,null,null,null,null,null,null,null,-1,24,-23,-26]
[2,0,0,0,0,2.2333333333333334,2.2333333333333334,4.4666666666666668,0.17,null,null,null,null,null,null,null,null,null,-1,25,-24,-27]
[1,0,0,0,0,2.2333333333333334,2.2333333333333334,2.2333333333333334,0.08,null,null,null,null,null,null,null,null,null,-1,26,-25,-28]
[0,"","",0,0,0,0,0,0,null,null,null,null,null,null,null,null,null,-1,27,-26,-29]
[-1,"","","","","",""," ","",null,null,null,null,null,null,null,null,null,-1,28,-27,-30]
[-2,"","","","","",""," ","",null,null,null,null,null,null,null,null,null,-1,29,-28,-31]
[{"$f":"IF(S73=0,0,IF(A71=\"\",\"\",IF(S73=1,A71-0.5,A71-1)))","v":-3},"","","","","",""," ","",null,null,null,null,null,null,null,null,null,-1,30,-29,-32]
[-4,"","","","","",""," ","",null,null,null,null,null,null,null,null,null,-1,31,-30,-33]
[-5,"","","","","",""," ","",null,null,null,null,null,null,null,null,null,-1,32,-31,-34]
[-6,"","","","","",""," ","",null,null,null,null,null,null,null,null,null,-1,33,-32,-35]
[-7,"","","","","",""," ","",null,null,null,null,null,null,null,null,null,-1,34,-33,-36]
[-8,"","","","","",""," ","",null,null,null,null,null,null,null,null,null,-1,35,-34,-37]
[-9,"","","","","",""," ","",null,null,null,null,null,null,null,null,null,-1,36,-35,-38]
[-10,"","","","","",""," ","",null,null,null,null,null,null,null,null,null,-1,37,-36,-39]
[-11,"","","","","",""," ","",null,null,null,null,null,null,null,null,null,-1,38,-37,-40]
[-12,"","","","","",""," ","",null,null,null,null,null,null,null,null,null,-1,39,-38,-41]
[-13,"","","","","",""," ","",null,null,null,null,null,null,null,null,null,-1,40,-39,-42]
[-14,"","","","","",""," ","",null,null,null,null,null,null,null,null,null,-1,41,-40,-43]
[-15,"","","","","",""," ","",null,null,null,null,null,null,null,null,null,-1,42,-41,-44]
[-16,"","","","","",""," ","",null,null,null,null,null,null,null,null,null,-1,43,-42,-45]
[-17,"","","","","",""," ","",null,null,null,null,null,null,null,null,null,-1,44,-43,-46]
[-18,"","","","","",""," ","",null,null,null,null,null,null,null,null,null,-1,45,-44,-47]
[-19,"","","","","",""," ","",null,null,null,null,null,null,null,null,null,-1,46,-45,-48]
[-20,"","","","","",""," ","",null,null,null,null,null,null,null,null,null,-1,47,-46,-49]
[-21,"","","","","",""," ","",null,null,null,null,null,null,null,null,null,-1,48,-47,-50]
[-22,"","","","","",""," ","",null,null,null,null,null,null,null,null,null,-1,49,-48,-51]
[-23,"","","","","",""," ","",null,null,null,null,null,null,null,null,null,-1,50,-49,-52]
[-24,{"$f":"IF(A93<=0,\"\",IF(S95>=1,LOOKUP(S95,Y$30:Y$56,X$30:X$56),0))","v":""},{"$f":"IF(A93<=0,\"\",IF(S95>=8,LOOKUP(S95,Y$45:Y$56,Z$45:Z$56),0))","v":""},"","","",""," ","",null,null,null,null,null,null,null,null,null,-1,51,-50,-53]
[-25,"","",{"$f":"IF(A94=0,0,IF(A94<0,\"\",B94*$O$43))","v":""},{"$f":"IF(A94=0,0,IF(A94<0,\"\",C94*$O$44))","v":""},{"$f":"IF(A94=0,0,IF(A94<0,\"\",IF(B94=$X$38,((E$22*0.5/12)-D94)*P$51,((E$22*1/12)-D94)*P$51)))","v":""},{"$f":"IF(A94=0,0,IF(A94<0,\"\",D94+F94+E94))","v":""},{"$f":"IF(A94=0,0,IF(A94<0,\" \",IF(A94=1,F94,G94+H95)))","v":" "},{"$f":"IF(A94<0,\"\",ROUND($E$23+(A94/12),2))","v":""},null,null,null,null,null,null,null,null,null,-1,52,-51,-54]
[-26,"","","","","",""," ","",null,null,null,null,null,null,null,null,null,{"$f":"IF(AND(S94>=1,S94<18),S94+1,IF(U95=0,1,IF(S94=18,S94+0.5,-1)))","v":-1},{"$f":"IF(T94>=1,T94+1,IF(U95=0,1,-1))","v":53},-52,-55]
[-27,"","","","","",""," ","",null,null,null,null,null,null,null,null,null,-1,54,{"$f":"U95-1","v":-53},{"$f":"V95-1","v":-56}]
[-28,"","","","","",""," ","",null,null,null,null,null,null,null,null,null,-1,55,-54,-57]
[-29,"","","","","",""," ","",null,null,null,null,null,null,null,null,null,-1,56,-55,-58]
[-30,"","","","","",""," ","",null,null,null,null,null,null,null,null,null,-1,57,-56,-59]
[-31,"","","","","",""," ","",null,null,null,null,null,null,null,null,null,-1,58,-57,-60]
[-32,"","","","","",""," ","",null,null,null,null,null,null,null,null,null,-1,59,-58,-61]
[-33,"","","","","",""," ","",null,null,null,null,null,null,null,null,null,-1,60,-59,-62]
[-34,"","","","","",""," ","",null,null,null,null,null,null,null,null,null,-1,61,-60,-63]
[-35,"","","","","",""," ","",null,null,null,null,null,null,null,null,null,-1,62,-61,-64]
[-36,"","","","","",""," ","",null,null,null,null,null,null,null,null,null,-1,63,-62,-65]
[-37,"","","","","",""," ","",null,null,null,null,null,null,null,null,null,-1,64,-63,-66]
[-38,"","","","","",""," ","",null,null,null,null,null,null,null,null,null,-1,65,-64,-67]
[-39,"","","","","",""," ","",null,null,null,null,null,null,null,null,null,-1,66,-65,-68]
[-40,"","","","","",""," ","",null,null,null,null,null,null,null,null,null,-1,67,-66,-69]
[-41,"","","","","",""," ","",null,null,null,null,null,null,null,null,null,-1,68,-67,-70]
[-42,"","","","","",""," ","",null,null,null,null,null,null,null,null,null,-1,69,-68,-71]
[-43,"","","","","",""," ","",null,null,null,null,null,null,null,null,null,-1,70,-69,-72]
[-44,"","","","","",""," ","",null,null,null,null,null,null,null,null,null,-1,71,-70,-73]
[-45,"","","","","",""," ","",null,null,null,null,null,null,null,null,null,-1,72,-71,-74]
[-46,"","","","","",""," ","",null,null,null,null,null,null,null,null,null,-1,73,-72,-75]
[-47,"","","","","",""," ","",null,null,null,null,null,null,null,null,null,-1,74,-73,-76]
[-48,"","","","","",""," ","",null,null,null,null,null,null,null,null,null,-1,75,-74,-77]
[-49,"","","","","",""," ","",null,null,null,null,null,null,null,null,null,-1,76,-75,-78]
[-50,"","","","","",""," ","",null,null,null,null,null,null,null,null,null,-1,77,-76,-79]
[-51,"","","","","",""," ","",null,null,null,null,null,null,null,null,null,-1,78,-77,-80]
[-52,"","","","","",""," ","",null,null,null,null,null,null,null,null,null,-1,79,-78,-81]
[-53,"","","","","",""," ","",null,null,null,null,null,null,null,null,null,-1,80,-79,-82]
[-54,"","","","","",""," ","",null,null,null,null,null,null,null,null,null,-1,81,-80,-83]
[-55,"","","","","",""," ","",null,null,null,null,null,null,null,null,null,-1,82,-81,-84]
[-56,"","","","","",""," ","",null,null,null,null,null,null,null,null,null,-1,83,-82,-85]
[-57,"","","","","",""," ","",null,null,null,null,null,null,null,null,null,-1,84,-83,-86]
[-58,"","","","","",""," ","",null,null,null,null,null,null,null,null,null,-1,85,-84,-87]
[-59,"","","","","",""," ","",null,null,null,null,null,null,null,null,null,-1,86,-85,-88]
[-60,"","","","","",""," ","",null,null,null,null,null,null,null,null,null,-1,87,-86,-89]
[-61,"","","","","",""," ","",null,null,null,null,null,null,null,null,null,-1,88,-87,-90]
[-62,"","","","","",""," ","",null,null,null,null,null,null,null,null,null,-1,89,-88,-91]
[-63,"","","","","",""," ","",null,null,null,null,null,null,null,null,null,-1,90,-89,-92]
[-64,"","","","","",""," ","",null,null,null,null,null,null,null,null,null,-1,91,-90,-93]
[-65,"","","","","",""," ","",null,null,null,null,null,null,null,null,null,-1,92,-91,-94]
[-66,"","","","","",""," ","",null,null,null,null,null,null,null,null,null,-1,93,-92,-95]
[{"$f":"IF(S137=0,0,IF(A135=\"\",\"\",IF(S137=1,A135-0.5,A135-1)))","v":-67},"","","","","",""," ","",null,null,null,null,null,null,null,null,null,-1,94,-93,-96]
[-68,"","","","","",""," ","",null,null,null,null,null,null,null,null,null,-1,95,-94,-97]
[-69,"","","","","",""," ","",null,null,null,null,null,null,null,null,null,-1,96,-95,-98]
[-70,"","","","","",""," ","",null,null,null,null,null,null,null,null,null,-1,97,-96,-99]
[-71,"","","","","",""," ","",null,null,null,null,null,null,null,null,null,-1,98,-97,-100]
[-72,"","","","","",""," ","",null,null,null,null,null,null,null,null,null,-1,99,-98,-101]
[-73,"","","","","",""," ","",null,null,null,null,null,null,null,null,null,-1,100,-99,-102]
[-74,"","","","","",""," ","",null,null,null,null,null,null,null,null,null,-1,101,-100,-103]
[-75,"","","","","",""," ","",null,null,null,null,null,null,null,null,null,-1,102,-101,-104]
[-76,"","","","","",""," ","",null,null,null,null,null,null,null,null,null,-1,103,-102,-105]
[-77,"","","","","",""," ","",null,null,null,null,null,null,null,null,null,-1,104,-103,-106]
[-78,"","","","","",""," ","",null,null,null,null,null,null,null,null,null,-1,105,-104,-107]
[-79,"","","","","",""," ","",null,null,null,null,null,null,null,null,null,-1,106,-105,-108]
[-80,"","","","","",""," ","",null,null,null,null,null,null,null,null,null,-1,107,-106,-109]
[-81,"","","","","",""," ","",null,null,null,null,null,null,null,null,null,-1,108,-107,-110]
[-82,"","","","","",""," ","",null,null,null,null,null,null,null,null,null,-1,109,-108,-111]
[-83,"","","","","",""," ","",null,null,null,null,null,null,null,null,null,-1,110,-109,-112]
[-84,"","","","","",""," ","",null,null,null,null,null,null,null,null,null,-1,111,-110,-113]
[-85,"","","","","",""," ","",null,null,null,null,null,null,null,null,null,-1,112,-111,-114]
[-86,"","","","","",""," ","",null,null,null,null,null,null,null,null,null,-1,113,-112,-115]
[-87,"","","","","",""," ","",null,null,null,null,null,null,null,null,null,-1,114,-113,-116]
[-88,{"$f":"IF(A157<=0,\"\",IF(S159>=1,LOOKUP(S159,Y$30:Y$56,X$30:X$56),0))","v":""},{"$f":"IF(A157<=0,\"\",IF(S159>=8,LOOKUP(S159,Y$45:Y$56,Z$45:Z$56),0))","v":""},"","","",""," ","",null,null,null,null,null,null,null,null,null,-1,115,-114,-117]
[-89,"","",{"$f":"IF(A158=0,0,IF(A158<0,\"\",B158*$O$43))","v":""},{"$f":"IF(A158=0,0,IF(A158<0,\"\",C158*$O$44))","v":""},{"$f":"IF(A158=0,0,IF(A158<0,\"\",IF(B158=$X$38,((E$22*0.5/12)-D158)*P$51,((E$22*1/12)-D158)*P$51)))","v":""},{"$f":"IF(A158=0,0,IF(A158<0,\"\",D158+F158+E158))","v":""},{"$f":"IF(A158=0,0,IF(A158<0,\" \",IF(A158=1,F158,G158+H159)))","v":" "},{"$f":"IF(A158<0,\"\",ROUND($E$23+(A158/12),2))","v":""},null,null,null,null,null,null,null,null,null,-1,116,-115,-118]
[-90,"","","","","",""," ","",null,null,null,null,null,null,null,null,null,{"$f":"IF(AND(S158>=1,S158<18),S158+1,IF(U159=0,1,IF(S158=18,S158+0.5,-1)))","v":-1},{"$f":"IF(T158>=1,T158+1,IF(U159=0,1,-1))","v":117},-116,-119]
[-91,"","","","","",""," ","",null,null,null,null,null,null,null,null,null,-1,118,{"$f":"U159-1","v":-117},{"$f":"V159-1","v":-120}]
[-92,"","","","","",""," ","",null,null,null,null,null,null,null,null,null,-1,119,-118,-121]
[-93,"","","","","",""," ","",null,null,null,null,null,null,null,null,null,-1,120,-119,-122]
[-94,"","","","","",""," ","",null,null,null,null,null,null,null,null,null,-1,121,-120,-123]
[-95,"","","","","",""," ","",null,null,null,null,null,null,null,null,null,-1,122,-121,-124]
[-96,"","","","","",""," ","",null,null,null,null,null,null,null,null,null,-1,123,-122,-125]
[-97,"","","","","",""," ","",null,null,null,null,null,null,null,null,null,-1,124,-123,-126]
[-98,"","","","","",""," ","",null,null,null,null,null,null,null,null,null,-1,125,-124,-127]
[-99,"","","","","",""," ","",null,null,null,null,null,null,null,null,null,-1,126,-125,-128]
[-100,"","","","","",""," ","",null,null,null,null,null,null,null,null,null,-1,127,-126,-129]
[-101,"","","","","",""," ","",null,null,null,null,null,null,null,null,null,-1,128,-127,-130]
[-102,"","","","","",""," ","",null,null,null,null,null,null,null,null,null,-1,129,-128,-131]
[-103,"","","","","",""," ","",null,null,null,null,null,null,null,null,null,-1,130,-129,-132]
[-104,"","","","","",""," ","",null,null,null,null,null,null,null,null,null,-1,131,-130,-133]
[-105,"","","","","",""," ","",null,null,null,null,null,null,null,null,null,-1,132,-131,-134]
[-106,"","","","","",""," ","",null,null,null,null,null,null,null,null,null,-1,133,-132,-135]
[-107,"","","","","",""," ","",null,null,null,null,null,null,null,null,null,-1,134,-133,-136]
[-108,"","","","","",""," ","",null,null,null,null,null,null,null,null,null,-1,135,-134,-137]
[-109,"","","","","",""," ","",null,null,null,null,null,null,null,null,null,-1,136,-135,-138]
[-110,"","","","","",""," ","",null,null,null,null,null,null,null,null,null,-1,137,-136,-139]
[-111,"","","","","",""," ","",null,null,null,null,null,null,null,null,null,-1,138,-137,-140]
[-112,"","","","","",""," ","",null,null,null,null,null,null,null,null,null,-1,139,-138,-141]
[-113,"","","","","",""," ","",null,null,null,null,null,null,null,null,null,-1,140,-139,-142]
[-114,"","","","","",""," ","",null,null,null,null,null,null,null,null,null,-1,141,-140,-143]
[-115,"","","","","",""," ","",null,null,null,null,null,null,null,null,null,-1,142,-141,-144]
[-116,"","","","","",""," ","",null,null,null,null,null,null,null,null,null,-1,143,-142,-145]
[-117,"","","","","",""," ","",null,null,null,null,null,null,null,null,null,-1,144,-143,-146]
[-118,"","","","","",""," ","",null,null,null,null,null,null,null,null,null,-1,145,-144,-147]
[-119,"","","","","",""," ","",null,null,null,null,null,null,null,null,null,-1,146,-145,-148]
[-120,"","","","","",""," ","",null,null,null,null,null,null,null,null,null,-1,147,-146,-149]
[-121,"","","","","",""," ","",null,null,null,null,null,null,null,null,null,-1,148,-147,-150]
[-122,"","","","","",""," ","",null,null,null,null,null,null,null,null,null,-1,149,-148,-151]
[-123,"","","","","",""," ","",null,null,null,null,null,null,null,null,null,-1,150,-149,-152]
[-124,"","","","","",""," ","",null,null,null,null,null,null,null,null,null,-1,151,-150,-153]
[-125,"","","","","",""," ","",null,null,null,null,null,null,null,null,null,-1,152,-151,-154]
[-126,"","","","","",""," ","",null,null,null,null,null,null,null,null,null,-1,153,-152,-155]
[-127,"","","","","",""," ","",null,null,null,null,null,null,null,null,null,-1,154,-153,-156]
[-128,"","","","","",""," ","",null,null,null,null,null,null,null,null,null,-1,155,-154,-157]
[-129,"","","","","",""," ","",null,null,null,null,null,null,null,null,null,-1,156,-155,-158]
[-130,"","","","","",""," ","",null,null,null,null,null,null,null,null,null,-1,157,-156,-159]
[{"$f":"IF(S201=0,0,IF(A199=\"\",\"\",IF(S201=1,A199-0.5,A199-1)))","v":-131},"","","","","",""," ","",null,null,null,null,null,null,null,null,null,-1,158,-157,-160]
[-132,"","","","","",""," ","",null,null,null,null,null,null,null,null,null,-1,159,-158,-161]
[-133,"","","","","",""," ","",null,null,null,null,null,null,null,null,null,-1,160,-159,-162]
[-134,"","","","","",""," ","",null,null,null,null,null,null,null,null,null,-1,161,-160,-163]
[-135,"","","","","",""," ","",null,null,null,null,null,null,null,null,null,-1,162,-161,-164]
[-136,"","","","","",""," ","",null,null,null,null,null,null,null,null,null,-1,163,-162,-165]
[-137,"","","","","",""," ","",null,null,null,null,null,null,null,null,null,-1,164,-163,-166]
[-138,"","","","","",""," ","",null,null,null,null,null,null,null,null,null,-1,165,-164,-167]
[-139,"","","","","",""," ","",null,null,null,null,null,null,null,null,null,-1,166,-165,-168]
[-140,"","","","","",""," ","",null,null,null,null,null,null,null,null,null,-1,167,-166,-169]
[-141,"","","","","",""," ","",null,null,null,null,null,null,null,null,null,-1,168,-167,-170]
[-142,"","","","","",""," ","",null,null,null,null,null,null,null,null,null,-1,169,-168,-171]
[-143,"","","","","",""," ","",null,null,null,null,null,null,null,null,null,-1,170,-169,-172]
[-144,"","","","","",""," ","",null,null,null,null,null,null,null,null,null,-1,171,-170,-173]
[-145,"","","","","",""," ","",null,null,null,null,null,null,null,null,null,-1,172,-171,-174]
[-146,"","","","","",""," ","",null,null,null,null,null,null,null,null,null,-1,173,-172,-175]
[-147,"","","","","",""," ","",null,null,null,null,null,null,null,null,null,-1,174,-173,-176]
[-148,"","","","","",""," ","",null,null,null,null,null,null,null,null,null,-1,175,-174,-177]
[-149,"","","","","",""," ","",null,null,null,null,null,null,null,null,null,-1,176,-175,-178]
[-150,"","","","","",""," ","",null,null,null,null,null,null,null,null,null,-1,177,-176,-179]
[-151,"","","","","",""," ","",null,null,null,null,null,null,null,null,null,-1,178,-177,-180]
[-152,{"$f":"IF(A221<=0,\"\",IF(S223>=1,LOOKUP(S223,Y$30:Y$56,X$30:X$56),0))","v":""},{"$f":"IF(A221<=0,\"\",IF(S223>=8,LOOKUP(S223,Y$45:Y$56,Z$45:Z$56),0))","v":""},"","","",""," ","",null,null,null,null,null,null,null,null,null,-1,179,-178,-181]
[-153,"","",{"$f":"IF(A222=0,0,IF(A222<0,\"\",B222*$O$43))","v":""},{"$f":"IF(A222=0,0,IF(A222<0,\"\",C222*$O$44))","v":""},{"$f":"IF(A222=0,0,IF(A222<0,\"\",IF(B222=$X$38,((E$22*0.5/12)-D222)*P$51,((E$22*1/12)-D222)*P$51)))","v":""},{"$f":"IF(A222=0,0,IF(A222<0,\"\",D222+F222+E222))","v":""},{"$f":"IF(A222=0,0,IF(A222<0,\" \",IF(A222=1,F222,G222+H223)))","v":" "},{"$f":"IF(A222<0,\"\",ROUND($E$23+(A222/12),2))","v":""},null,null,null,null,null,null,null,null,null,-1,180,-179,-182]
[-154,"","","","","",""," ","",null,null,null,null,null,null,null,null,null,{"$f":"IF(AND(S222>=1,S222<18),S222+1,IF(U223=0,1,IF(S222=18,S222+0.5,-1)))","v":-1},{"$f":"IF(T222>=1,T222+1,IF(U223=0,1,-1))","v":181},-180,-183]
[-155,"","","","","",""," ","",null,null,null,null,null,null,null,null,null,-1,182,{"$f":"U223-1","v":-181},{"$f":"V223-1","v":-184}]
[-156,"","","","","",""," ","",null,null,null,null,null,null,null,null,null,-1,183,-182,-185]
[-157,"","","","","",""," ","",null,null,null,null,null,null,null,null,null,-1,184,-183,-186]
[-158,"","","","","",""," ","",null,null,null,null,null,null,null,null,null,-1,185,-184,-187]
[-159,"","","","","",""," ","",null,null,null,null,null,null,null,null,null,-1,186,-185,-188]
[-160,"","","","","",""," ","",null,null,null,null,null,null,null,null,null,-1,187,-186,-189]
[-161,"","","","","",""," ","",null,null,null,null,null,null,null,null,null,-1,188,-187,-190]
[-162,"","","","","",""," ","",null,null,null,null,null,null,null,null,null,-1,189,-188,-191]
[-163,"","","","","",""," ","",null,null,null,null,null,null,null,null,null,-1,190,-189,-192]
[-164,"","","","","",""," ","",null,null,null,null,null,null,null,null,null,-1,191,-190,-193]
[-165,"","","","","",""," ","",null,null,null,null,null,null,null,null,null,-1,192,-191,-194]
[-166,"","","","","",""," ","",null,null,null,null,null,null,null,null,null,-1,193,-192,-195]
[-167,"","","","","",""," ","",null,null,null,null,null,null,null,null,null,-1,194,-193,-196]
[-168,"","","","","",""," ","",null,null,null,null,null,null,null,null,null,-1,195,-194,-197]
[-169,"","","","","",""," ","",null,null,null,null,null,null,null,null,null,-1,196,-195,-198]
[-170,"","","","","",""," ","",null,null,null,null,null,null,null,null,null,-1,197,-196,-199]
[-171,"","","","","",""," ","",null,null,null,null,null,null,null,null,null,-1,198,-197,-200]
[-172,"","","","","",""," ","",null,null,null,null,null,null,null,null,null,-1,199,-198,-201]
[-173,"","","","","",""," ","",null,null,null,null,null,null,null,null,null,-1,200,-199,-202]
[-174,"","","","","",""," ","",null,null,null,null,null,null,null,null,null,-1,201,-200,-203]
[-175,"","","","","",""," ","",null,null,null,null,null,null,null,null,null,-1,202,-201,-204]
[-176,"","","","","",""," ","",null,null,null,null,null,null,null,null,null,-1,203,-202,-205]
[-177,"","","","","",""," ","",null,null,null,null,null,null,null,null,null,-1,204,-203,-206]
[-178,"","","","","",""," ","",null,null,null,null,null,null,null,null,null,-1,205,-204,-207]
[-179,"","","","","",""," ","",null,null,null,null,null,null,null,null,null,-1,206,-205,-208]
[-180,"","","","","",""," ","",null,null,null,null,null,null,null,null,null,-1,207,-206,-209]
[-181,"","","","","",""," ","",null,null,null,null,null,null,null,null,null,-1,208,-207,-210]
[-182,"","","","","",""," ","",null,null,null,null,null,null,null,null,null,-1,209,-208,-211]
[-183,"","","","","",""," ","",null,null,null,null,null,null,null,null,null,-1,210,-209,-212]
[-184,"","","","","",""," ","",null,null,null,null,null,null,null,null,null,-1,211,-210,-213]
[-185,"","","","","",""," ","",null,null,null,null,null,null,null,null,null,-1,212,-211,-214]
[-186,"","","","","",""," ","",null,null,null,null,null,null,null,null,null,-1,213,-212,-215]
[-187,"","","","","",""," ","",null,null,null,null,null,null,null,null,null,-1,214,-213,-216]
[-188,"","","","","",""," ","",null,null,null,null,null,null,null,null,null,-1,215,-214,-217]
[-189,"","","","","",""," ","",null,null,null,null,null,null,null,null,null,-1,216,-215,-218]
[-190,"","","","","",""," ","",null,null,null,null,null,null,null,null,null,-1,217,-216,-219]
[-191,"","","","","",""," ","",null,null,null,null,null,null,null,null,null,-1,218,-217,-220]
[-192,"","","","","",""," ","",null,null,null,null,null,null,null,null,null,-1,219,-218,-221]
[-193,"","","","","",""," ","",null,null,null,null,null,null,null,null,null,-1,220,-219,-222]
[-194,"","","","","",""," ","",null,null,null,null,null,null,null,null,null,-1,221,-220,-223]
[{"$f":"IF(S265=0,0,IF(A263=\"\",\"\",IF(S265=1,A263-0.5,A263-1)))","v":-195},"","","","","",""," ","",null,null,null,null,null,null,null,null,null,-1,222,-221,-224]
[-196,"","","","","",""," ","",null,null,null,null,null,null,null,null,null,-1,223,-222,-225]
[-197,"","","","","",""," ","",null,null,null,null,null,null,null,null,null,-1,224,-223,-226]
[-198,"","","","","",""," ","",null,null,null,null,null,null,null,null,null,-1,225,-224,-227]
[-199,"","","","","",""," ","",null,null,null,null,null,null,null,null,null,-1,226,-225,-228]
[-200,"","","","","",""," ","",null,null,null,null,null,null,null,null,null,-1,227,-226,-229]
[-201,"","","","","",""," ","",null,null,null,null,null,null,null,null,null,-1,228,-227,-230]
[-202,"","","","","",""," ","",null,null,null,null,null,null,null,null,null,-1,229,-228,-231]
[-203,"","","","","",""," ","",null,null,null,null,null,null,null,null,null,-1,230,-229,-232]
[-204,"","","","","",""," ","",null,null,null,null,null,null,null,null,null,-1,231,-230,-233]
[-205,"","","","","",""," ","",null,null,null,null,null,null,null,null,null,-1,232,-231,-234]
[-206,"","","","","",""," ","",null,null,null,null,null,null,null,null,null,-1,233,-232,-235]
[-207,"","","","","",""," ","",null,null,null,null,null,null,null,null,null,-1,234,-233,-236]
[-208,"","","","","",""," ","",null,null,null,null,null,null,null,null,null,-1,235,-234,-237]
[-209,"","","","","",""," ","",null,null,null,null,null,null,null,null,null,-1,236,-235,-238]
[-210,"","","","","",""," ","",null,null,null,null,null,null,null,null,null,-1,237,-236,-239]
[-211,"","","","","",""," ","",null,null,null,null,null,null,null,null,null,-1,238,-237,-240]
[-212,"","","","","",""," ","",null,null,null,null,null,null,null,null,null,-1,239,-238,-241]
[-213,"","","","","",""," ","",null,null,null,null,null,null,null,null,null,-1,240,-239,-242]
[-214,"","","","","",""," ","",null,null,null,null,null,null,null,null,null,-1,241,-240,-243]
[-215,"","","","","",""," ","",null,null,null,null,null,null,null,null,null,-1,242,-241,-244]
[-216,{"$f":"IF(A285<=0,\"\",IF(S287>=1,LOOKUP(S287,Y$30:Y$56,X$30:X$56),0))","v":""},{"$f":"IF(A285<=0,\"\",IF(S287>=8,LOOKUP(S287,Y$45:Y$56,Z$45:Z$56),0))","v":""},"","","",""," ","",null,null,null,null,null,null,null,null,null,-1,243,-242,-245]
[-217,"","",{"$f":"IF(A286=0,0,IF(A286<0,\"\",B286*$O$43))","v":""},{"$f":"IF(A286=0,0,IF(A286<0,\"\",C286*$O$44))","v":""},{"$f":"IF(A286=0,0,IF(A286<0,\"\",IF(B286=$X$38,((E$22*0.5/12)-D286)*P$51,((E$22*1/12)-D286)*P$51)))","v":""},{"$f":"IF(A286=0,0,IF(A286<0,\"\",D286+F286+E286))","v":""},{"$f":"IF(A286=0,0,IF(A286<0,\" \",IF(A286=1,F286,G286+H287)))","v":" "},{"$f":"IF(A286<0,\"\",ROUND($E$23+(A286/12),2))","v":""},null,null,null,null,null,null,null,null,null,-1,244,-243,-246]
[-218,"","","","","",""," ","",null,null,null,null,null,null,null,null,null,{"$f":"IF(AND(S286>=1,S286<18),S286+1,IF(U287=0,1,IF(S286=18,S286+0.5,-1)))","v":-1},{"$f":"IF(T286>=1,T286+1,IF(U287=0,1,-1))","v":245},-244,-247]
[-219,"","","","","",""," ","",null,null,null,null,null,null,null,null,null,-1,246,{"$f":"U287-1","v":-245},{"$f":"V287-1","v":-248}]
[-220,"","","","","",""," ","",null,null,null,null,null,null,null,null,null,-1,247,-246,-249]
[-221,"","","","","",""," ","",null,null,null,null,null,null,null,null,null,-1,248,-247,-250]
[-222,"","","","","",""," ","",null,null,null,null,null,null,null,null,null,-1,249,-248,-251]
[-223,"","","","","",""," ","",null,null,null,null,null,null,null,null,null,-1,250,-249,-252]
[-224,"","","","","",""," ","",null,null,null,null,null,null,null,null,null,-1,251,-250,-253]
[-225,"","","","","",""," ","",null,null,null,null,null,null,null,null,null,-1,252,-251,-254]
[-226,"","","","","",""," ","",null,null,null,null,null,null,null,null,null,-1,253,-252,-255]
[-227,"","","","","",""," ","",null,null,null,null,null,null,null,null,null,-1,254,-253,-256]
[-228,"","","","","",""," ","",null,null,null,null,null,null,null,null,null,-1,255,-254,-257]
[-229,"","","","","",""," ","",null,null,null,null,null,null,null,null,null,-1,256,-255,-258]
[-230,"","","","","",""," ","",null,null,null,null,null,null,null,null,null,-1,257,-256,-259]
[-231,"","","","","",""," ","",null,null,null,null,null,null,null,null,null,-1,258,-257,-260]
[-232,"","","","","",""," ","",null,null,null,null,null,null,null,null,null,-1,259,-258,-261]
[-233,"","","","","",""," ","",null,null,null,null,null,null,null,null,null,-1,260,-259,-262]
[-234,"","","","","",""," ","",null,null,null,null,null,null,null,null,null,-1,261,-260,-263]
[-235,"","","","","",""," ","",null,null,null,null,null,null,null,null,null,-1,262,-261,-264]
[-236,"","","","","",""," ","",null,null,null,null,null,null,null,null,null,-1,263,-262,-265]
[-237,"","","","","",""," ","",null,null,null,null,null,null,null,null,null,-1,264,-263,-266]
[-238,"","","","","",""," ","",null,null,null,null,null,null,null,null,null,-1,265,-264,-267]
[-239,"","","","","",""," ","",null,null,null,null,null,null,null,null,null,-1,266,-265,-268]
[-240,"","","","","",""," ","",null,null,null,null,null,null,null,null,null,-1,267,-266,-269]
[-241,"","","","","",""," ","",null,null,null,null,null,null,null,null,null,-1,268,-267,-270]
[-242,"","","","","",""," ","",null,null,null,null,null,null,null,null,null,-1,269,-268,-271]
[-243,"","","","","",""," ","",null,null,null,null,null,null,null,null,null,-1,270,-269,-272]
[-244,"","","","","",""," ","",null,null,null,null,null,null,null,null,null,-1,271,-270,-273]
[-245,"","","","","",""," ","",null,null,null,null,null,null,null,null,null,-1,272,-271,-274]
[-246,"","","","","",""," ","",null,null,null,null,null,null,null,null,null,-1,273,-272,-275]
[-247,"","","","","",""," ","",null,null,null,null,null,null,null,null,null,-1,274,-273,-276]
[-248,"","","","","",""," ","",null,null,null,null,null,null,null,null,null,-1,275,-274,-277]
[-249,"","","","","",""," ","",null,null,null,null,null,null,null,null,null,-1,276,-275,-278]
[-250,"","","","","",""," ","",null,null,null,null,null,null,null,null,null,-1,277,-276,-279]
[-251,"","","","","",""," ","",null,null,null,null,null,null,null,null,null,-1,278,-277,-280]
[-252,"","","","","",""," ","",null,null,null,null,null,null,null,null,null,-1,279,-278,-281]
[-253,"","","","","",""," ","",null,null,null,null,null,null,null,null,null,-1,280,-279,-282]
[-254,"","","","","",""," ","",null,null,null,null,null,null,null,null,null,-1,281,-280,-283]
[-255,"","","","","",""," ","",null,null,null,null,null,null,null,null,null,-1,282,-281,-284]
[-256,"","","","","",""," ","",null,null,null,null,null,null,null,null,null,-1,283,-282,-285]
[-257,"","","","","",""," ","",null,null,null,null,null,null,null,null,null,-1,284,-283,-286]
[-258,"","","","","",""," ","",null,null,null,null,null,null,null,null,null,-1,285,-284,-287]
[-259,"","","","","",""," ","",null,null,null,null,null,null,null,null,null,-1,286,-285,-288]
[-260,{"$f":"IF(A329<=0,\"\",IF(#REF!>=1,LOOKUP(#REF!,Y$30:Y$56,X$30:X$56),0))","v":""},{"$f":"IF(A329<=0,\"\",IF(#REF!>=8,LOOKUP(#REF!,Y$45:Y$56,Z$45:Z$56),0))","v":""},"","","",""," ","",null,null,null,null,null,null,null,null,null,-1,287,-286,-289]
[null,null,null,null,null,null,null,null,null,null,null,null,null,null,null,null,null,null,-1,288,-287,-290]

{"sheet":"180HD-Imperial","index":6,"n_rows":224,"n_cols":27,"rows_kept":224,"cut":false,"hidden":true,"merged":[[9,0,9,5],[10,0,10,5],[11,0,11,5],[12,0,12,5],[25,0,25,8]]}
[]
[]
[]
[]
[]
[]
[]
[]
["Project Information:",null,null,null,"Date:",null,null,"Helpful Links:"]
[null,null,null,null,null,null,null,"www.cultec.com"]
[null,null,null,null,null,null,null,"StormGenie@cultec.com"]
[null,null,null,null,null,null,null,"Recharger 180HD"]
[null,null,null,null,null,null,null,"Recharger 180HD Submittal"]
[]
[]
["Number of Rows-",null,null,null,{"$f":"'Cumulative Volume- Imperial'!C10","v":1},"units"]
["Total number of chambers -",null,null,null,{"$f":"'Cumulative Volume- Imperial'!C11","v":1},"units"]
["HVLV FC-24 Feed Connectors -",null,null,null,{"$f":"'Cumulative Volume- Imperial'!N11","v":0},"units"]
["Stone Void -",null,null,null,{"$f":"'Cumulative Volume- Imperial'!C12","v":40},"%"]
["Stone Base -",null,null,null,{"$f":"'Cumulative Volume- Imperial'!C13","v":9},"inches",{"$f":"IF(E20<6,\"Min. of 6 Inches Required\",\"\")","v":""}]
["Stone Above Units -",null,null,null,{"$f":"'Cumulative Volume- Imperial'!C14","v":12},"inches",{"$f":"IF(E21<6,\"Min. of 6 Inches Required\",\"\")","v":""}]
["Area -",null,null,null,{"$f":"'Cumulative Volume- Imperial'!C15","v":67},"ft2",{"$f":"O44","v":46.65},"Min. Area Required "]
["Base of Stone Elevation- ",null,null,null,{"$f":"'Cumulative Volume- Imperial'!C16","v":0},"ft",null,"Note: Min. Area required is based on"]
[null,null,null,null,null,null,null,"12\" around the system and typ. spacing"]
[]
["CULTEC Recharger 180HD Incremental Storage Volumes"]
["Height of System","Incremental Single Chamber","FC 24 Feed Connector single unit","Chamber Volume","HVLV FC-24 Feed Connector Volume","Stone Volume","Cumulative Storage Volume","Total Cumulative Storage Volume","Elevation"]
["in","ft3","ft3","ft3","ft3","ft3","ft3","ft3","ft"]
[{"$f":"Q48","v":41.5},{"$f":"IF(A29<0,\"\",IF(S30>=1,LOOKUP(S30,Y$35:Y$55,X$35:X$55),0))","v":0},{"$f":"IF(A29<0,\"\",IF(S30>=10,LOOKUP(S30,Y$44:Y$55,Z$44:Z$55),0))","v":0},{"$f":"IF(A29<0,\"\",B29*$O$42)","v":0},{"$f":"IF(A29<0,\"\",C29*$O$43)","v":0},{"$f":"IF(A29=0,0,IF(A29=0,0,IF(A29<0,\"\",IF(B29=$X$35,((E$22*0.5/12)-D29)*P$50,((E$22*1/12)-D29)*P$50))))","v":2.2333333333333334},{"$f":"IF(A29<0,\"\",D29+F29+E29)","v":2.2333333333333334},{"$f":"IF(A29=0,0,IF(A29=0,0,IF(A29<0,\"\",IF(A29=1,F29,G29+H30))))","v":107.83488313333335},{"$f":"IF(A29<0,\"\",ROUND($E$23+(A29/12),2))","v":3.46},null,null,null,null,null,null,null,null,null,-1,-1,"above","base"]
[{"$f":"IF(S30=0,0,IF(A29=\" \",\"\",IF(S30=1,A29-0.5,A29-1)))","v":40.5},0,0,0,0,2.2333333333333334,2.2333333333333334,105.60154980000002,3.38,null,null,null,null,null,null,null,null,null,{"$f":"IF(AND(S29>=1,S29<20),S29+1,IF(U30=0,1,IF(S29=20,S29+0.5,-1)))","v":-1},{"$f":"IF(T29>=1,T29+1,IF(U30=0,1,-1))","v":-1},{"$f":"E21","v":12},{"$f":"E20","v":9}]
[39.5,0,0,0,0,2.2333333333333334,2.2333333333333334,103.36821646666668,3.29,null,null,null,null,null,null,null,null,null,-1,-1,{"$f":"U30-1","v":11},{"$f":"V30-1","v":8}]
[38.5,0,0,0,0,2.2333333333333334,2.2333333333333334,101.13488313333335,3.21,null,null,null,null,null,null,null,null,null,-1,-1,10,7]
[37.5,0,0,0,0,2.2333333333333334,2.2333333333333334,98.901549800000012,3.13,null,null,null,null,null,null,null,null,null,-1,-1,9,6]
[36.5,0,0,0,0,2.2333333333333334,2.2333333333333334,96.668216466666678,3.04,null,null,null,null,null,null,null,null,null,-1,-1,8,5]
[35.5,0,0,0,0,2.2333333333333334,2.2333333333333334,94.434883133333344,2.96,null,null,null,null,null,null,"INSTALLED LENGTH",{"$f":"COUNTIF(U30:U126,\">0\")","v":12},null,-1,-1,7,4,null,3.7999999999999999E-2,1]
[34.5,0,0,0,0,2.2333333333333334,2.2333333333333334,92.201549800000009,2.88,null,null,null,"S & E",null,{"$f":"E16*2","v":2},6.83,null,null,-1,-1,6,3,null,0.06,2]
[33.5,0,0,0,0,2.2333333333333334,2.2333333333333334,89.968216466666675,2.79,null,null,null,"I",null,{"$f":"E17-O36","v":-1},6.33,null,null,-1,-1,5,2,null,0.09,3]
[32.5,0,0,0,0,2.2333333333333334,2.2333333333333334,87.734883133333341,2.71,null,null,null,"STONE BORDER (FT.)",null,1,null,null,null,-1,-1,4,1,null,0.11700000000000001,4]
[31.5,0,0,0,0,2.2333333333333334,2.2333333333333334,85.501549800000006,2.63,null,null,null,"CHAMBER SPACING (FT.)",null,0.25,null,null,null,-1,-1,3,0,null,0.13500000000000001,5]
[30.5,0,0,0,0,2.2333333333333334,2.2333333333333334,83.268216466666672,2.54,null,null,null,"BED WIDTH",null,{"$f":"(E16*Q52+(2*O38)-O39)","v":5},null,null,null,-1,-1,2,-1,null,0.15,6]
[29.5,3.7999999999999999E-2,0,0.27854000000000001,0,1.0052506666666667,1.2837906666666667,81.034883133333338,2.46,null,null,null,"BED LENGTH",null,{"$f":"((O45-2)*P37)+(2*P36)+(O38*2)","v":9.33},null,null,null,-1,-1,1,-2,null,0.161,7]
[29,0.06,0,0.43979999999999997,0,2.0574133333333333,2.4972133333333333,79.751092466666677,2.42,null,null,null,"FT OF CHAMBER -",null,{"$f":"(O36*P36)+(O37*P37)","v":7.33},null,null,null,1,1,0,-3,null,0.17100000000000001,8]
[28,0.09,0,0.65969999999999995,0,1.9694533333333333,2.629153333333333,77.253879133333342,2.33,null,null,null,"FT OF FC CONNECTORS -",null,{"$f":"E18*O39","v":0},null,null,null,2,2,-1,-4,null,0.18099999999999999,9]
[27,0.11700000000000001,0,0.85761000000000009,0,1.8902893333333333,2.7478993333333332,74.624725800000007,2.25,null,null,null,"Area (Sq. Ft.) -",null,{"$f":"O41*O40","v":46.65},null,null,null,3,3,-2,-5,null,0.193,10,0.11,1]
[26,0.13500000000000001,0,0.98955000000000004,0,1.8375133333333331,2.8270633333333333,71.876826466666671,2.17,null,null,null,{"$f":"E16","v":1},"ROW OF",{"$f":"E17/E16","v":1},null,null,null,4,4,-3,-6,null,0.19800000000000001,11,0.09,2]
[25,0.15,0,1.0994999999999999,0,1.7935333333333334,2.8930333333333333,69.049763133333343,2.08,null,null,null,null,null,null,null,null,null,5,5,-4,-7,null,0.20200000000000001,12,8.5999999999999993E-2,3]
[24,0.161,0,1.1801300000000001,0,1.7612813333333333,2.9414113333333334,66.156729800000008,2,null,null,null,null,null,null,null,"SYSTEM HEIGHT",null,6,6,-5,-8,null,0.20599999999999999,13,8.5000000000000006E-2,4]
[23,0.17100000000000001,0,1.25343,0,1.7319613333333335,2.9853913333333333,63.215318466666673,1.92,null,null,null,null,null,null,null,{"$f":"E20+20.5+E21","v":41.5},null,7,7,-6,-9,null,0.20899999999999999,14,8.3000000000000004E-2,5]
[22,0.18099999999999999,0,1.32673,0,1.7026413333333332,3.0293713333333332,60.229927133333341,1.83,null,null,null,null,null,null,"Stone Void",null,null,8,8,-7,-10,null,0.216,15,7.9000000000000001E-2,6]
[21,0.193,0.11,1.41469,0,1.6674573333333331,3.0821473333333333,57.200555800000011,1.75,null,null,null,null,null,null,{"$f":"E19/100","v":0.4},null,null,9,9,-8,-11,null,0.22,16,7.3999999999999996E-2,7]
[20,0.19800000000000001,0.09,1.4513400000000001,0,1.6527973333333332,3.1041373333333331,54.118408466666679,1.67,null,null,null,null,null,null,null,"DESINGN CHAMBER WIDTH",null,10,10,-9,-12,null,0.221,17,7.0999999999999994E-2,8]
[19,0.20200000000000001,8.5999999999999993E-2,1.4806600000000001,0,1.6410693333333333,3.1217293333333336,51.014271133333345,1.58,null,null,null,null,null,null,null,3.25,null,11,11,-10,-13,null,0.222,18,6.2E-2,9]
[18,0.20599999999999999,8.5000000000000006E-2,1.5099799999999999,0,1.6293413333333335,3.1393213333333332,47.892541800000011,1.5,null,null,null,null,null,null,null,null,null,12,12,-11,-14,null,0.222,19,4.5999999999999999E-2,10]
[17,0.20899999999999999,8.3000000000000004E-2,1.5319700000000001,0,1.6205453333333333,3.1525153333333336,44.753220466666676,1.42,null,null,null,null,null,null,null,null,null,13,13,-12,-15,null,0.23300000000000001,20,0.02,11]
[16,0.216,7.9000000000000001E-2,1.58328,0,1.6000213333333333,3.1833013333333335,41.600705133333342,1.33,null,null,null,null,null,null,null,null,null,14,14,-13,-16,null,1E-4,20.5,1.2999999999999999E-2,12]
[15,0.22,7.3999999999999996E-2,1.6126,0,1.5882933333333333,3.2008933333333331,38.41740380000001,1.25,null,null,null,null,null,null,null,null,null,15,15,-14,-17]
[14,0.221,7.0999999999999994E-2,1.6199300000000001,0,1.5853613333333332,3.2052913333333333,35.216510466666676,1.17,null,null,null,null,null,null,null,null,null,16,16,-15,-18]
[13,0.222,6.2E-2,1.6272599999999999,0,1.5824293333333335,3.2096893333333334,32.011219133333341,1.08,null,null,null,null,null,null,null,null,null,17,17,-16,-19]
[12,0.222,4.5999999999999999E-2,1.6272599999999999,0,1.5824293333333335,3.2096893333333334,28.801529800000004,1,null,null,null,null,null,null,null,null,null,18,18,-17,-20]
[11,0.23300000000000001,0.02,1.7078900000000001,0,1.5501773333333333,3.2580673333333334,25.591840466666671,0.92,null,null,null,null,null,null,null,null,null,19,19,-18,-21]
[10,{"$f":"IF(A61<0,\"\",IF(S62>=1,LOOKUP(S62,Y$35:Y$55,X$35:X$55),0))","v":1E-4},{"$f":"IF(A61<0,\"\",IF(S62>=10,LOOKUP(S62,Y$44:Y$55,Z$44:Z$55),0))","v":1.2999999999999999E-2},{"$f":"IF(A61<0,\"\",B61*$O$42)","v":7.3300000000000004E-4},{"$f":"IF(A61<0,\"\",C61*$O$43)","v":0},{"$f":"IF(A61=0,0,IF(A61=0,0,IF(A61<0,\"\",IF(B61=$X$35,((E$22*0.5/12)-D61)*P$50,((E$22*1/12)-D61)*P$50))))","v":2.2330401333333332},{"$f":"IF(A61<0,\"\",D61+F61+E61)","v":2.233773133333333},{"$f":"IF(A61=0,0,IF(A61=0,0,IF(A61<0,\"\",IF(A61=1,F61,G61+H62))))","v":22.333773133333338},{"$f":"IF(A61<0,\"\",ROUND($E$23+(A61/12),2))","v":0.83},null,null,null,null,null,null,null,null,null,20,20,-19,-22]
[9,0,0,0,0,2.2333333333333334,2.2333333333333334,20.100000000000005,0.75,null,null,null,null,null,null,null,null,null,{"$f":"IF(AND(S61>=1,S61<20),S61+1,IF(U62=0,1,IF(S61=20,S61+0.5,-1)))","v":20.5},{"$f":"IF(T61>=1,T61+1,IF(U62=0,1,-1))","v":21},-20,-23]
[8,0,0,0,0,2.2333333333333334,2.2333333333333334,17.866666666666671,0.67,null,null,null,null,null,null,null,null,null,-1,22,{"$f":"U62-1","v":-21},{"$f":"V62-1","v":-24}]
[7,0,0,0,0,2.2333333333333334,2.2333333333333334,15.633333333333336,0.57999999999999996,null,null,null,null,null,null,null,null,null,-1,23,-22,-25]
[6,0,0,0,0,2.2333333333333334,2.2333333333333334,13.400000000000002,0.5,null,null,null,null,null,null,null,null,null,-1,24,-23,-26]
[5,0,0,0,0,2.2333333333333334,2.2333333333333334,11.166666666666668,0.42,null,null,null,null,null,null,null,null,null,-1,25,-24,-27]
[4,0,0,0,0,2.2333333333333334,2.2333333333333334,8.9333333333333336,0.33,null,null,null,null,null,null,null,null,null,-1,26,-25,-28]
[3,0,0,0,0,2.2333333333333334,2.2333333333333334,6.7,0.25,null,null,null,null,null,null,null,null,null,-1,27,-26,-29]
[2,0,0,0,0,2.2333333333333334,2.2333333333333334,4.4666666666666668,0.17,null,null,null,null,null,null,null,null,null,-1,28,-27,-30]
[1,0,0,0,0,2.2333333333333334,2.2333333333333334,2.2333333333333334,0.08,null,null,null,null,null,null,null,null,null,-1,29,-28,-31]
[0,0,0,0,0,0,0,0,0,null,null,null,null,null,null,null,null,null,-1,30,-29,-32]
[{"$f":"IF(S72=0,0,IF(A71=\"\",\"\",IF(S72=1,A71-0.5,A71-1)))","v":-1},"","","","","","","","",null,null,null,null,null,null,null,null,null,-1,31,-30,-33]
[-2,"","","","","","","","",null,null,null,null,null,null,null,null,null,-1,32,-31,-34]
[-3,"","","","","","","","",null,null,null,null,null,null,null,null,null,-1,33,-32,-35]
[-4,"","","","","","","","",null,null,null,null,null,null,null,null,null,-1,34,-33,-36]
[-5,"","","","","","","","",null,null,null,null,null,null,null,null,null,-1,35,-34,-37]
[-6,"","","","","","","","",null,null,null,null,null,null,null,null,null,-1,36,-35,-38]
[-7,"","","","","","","","",null,null,null,null,null,null,null,null,null,-1,37,-36,-39]
[-8,"","","","","","","","",null,null,null,null,null,null,null,null,null,-1,38,-37,-40]
[-9,"","","","","","","","",null,null,null,null,null,null,null,null,null,-1,39,-38,-41]
[-10,"","","","","","","","",null,null,null,null,null,null,null,null,null,-1,40,-39,-42]
[-11,"","","","","","","","",null,null,null,null,null,null,null,null,null,-1,41,-40,-43]
[-12,"","","","","","","","",null,null,null,null,null,null,null,null,null,-1,42,-41,-44]
[-13,"","","","","","","","",null,null,null,null,null,null,null,null,null,-1,43,-42,-45]
[-14,"","","","","","","","",null,null,null,null,null,null,null,null,null,-1,44,-43,-46]
[-15,"","","","","","","","",null,null,null,null,null,null,null,null,null,-1,45,-44,-47]
[-16,"","","","","","","","",null,null,null,null,null,null,null,null,null,-1,46,-45,-48]
[-17,"","","","","","","","",null,null,null,null,null,null,null,null,null,-1,47,-46,-49]
[-18,"","","","","","","","",null,null,null,null,null,null,null,null,null,-1,48,-47,-50]
[-19,"","","","","","","","",null,null,null,null,null,null,null,null,null,-1,49,-48,-51]
[-20,"","","","","","","","",null,null,null,null,null,null,null,null,null,-1,50,-49,-52]
[-21,"","","","","","","","",null,null,null,null,null,null,null,null,null,-1,51,-50,-53]
[-22,{"$f":"IF(A93<0,\"\",IF(S94>=1,LOOKUP(S94,Y$35:Y$55,X$35:X$55),0))","v":""},{"$f":"IF(A93<0,\"\",IF(S94>=10,LOOKUP(S94,Y$44:Y$55,Z$44:Z$55),0))","v":""},{"$f":"IF(A93<0,\"\",B93*$O$42)","v":""},{"$f":"IF(A93<0,\"\",C93*$O$43)","v":""},{"$f":"IF(A93=0,0,IF(A93=0,0,IF(A93<0,\"\",IF(B93=$X$35,((E$22*0.5/12)-D93)*P$50,((E$22*1/12)-D93)*P$50))))","v":""},{"$f":"IF(A93<0,\"\",D93+F93+E93)","v":""},{"$f":"IF(A93=0,0,IF(A93=0,0,IF(A93<0,\"\",IF(A93=1,F93,G93+H94))))","v":""},{"$f":"IF(A93<0,\"\",ROUND($E$23+(A93/12),2))","v":""},null,null,null,null,null,null,null,null,null,-1,52,-51,-54]
[-23,"","","","","","","","",null,null,null,null,null,null,null,null,null,{"$f":"IF(AND(S93>=1,S93<20),S93+1,IF(U94=0,1,IF(S93=20,S93+0.5,-1)))","v":-1},{"$f":"IF(T93>=1,T93+1,IF(U94=0,1,-1))","v":53},-52,-55]
[-24,"","","","","","","","",null,null,null,null,null,null,null,null,null,-1,54,{"$f":"U94-1","v":-53},{"$f":"V94-1","v":-56}]
[-25,"","","","","","","","",null,null,null,null,null,null,null,null,null,-1,55,-54,-57]
[-26,"","","","","","","","",null,null,null,null,null,null,null,null,null,-1,56,-55,-58]
[-27,"","","","","","","","",null,null,null,null,null,null,null,null,null,-1,57,-56,-59]
[-28,"","","","","","","","",null,null,null,null,null,null,null,null,null,-1,58,-57,-60]
[-29,"","","","","","","","",null,null,null,null,null,null,null,null,null,-1,59,-58,-61]
[-30,"","","","","","","","",null,null,null,null,null,null,null,null,null,-1,60,-59,-62]
[-31,"","","","","","","","",null,null,null,null,null,null,null,null,null,-1,61,-60,-63]
[-32,"","","","","","","","",null,null,null,null,null,null,null,null,null,-1,62,-61,-64]
[{"$f":"IF(S104=0,0,IF(A103=\"\",\"\",IF(S104=1,A103-0.5,A103-1)))","v":-33},"","","","","","","","",null,null,null,null,null,null,null,null,null,-1,63,-62,-65]
[-34,"","","","","","","","",null,null,null,null,null,null,null,null,null,-1,64,-63,-66]
[-35,"","","","","","","","",null,null,null,null,null,null,null,null,null,-1,65,-64,-67]
[-36,"","","","","","","","",null,null,null,null,null,null,null,null,null,-1,66,-65,-68]
[-37,"","","","","","","","",null,null,null,null,null,null,null,null,null,-1,67,-66,-69]
[-38,"","","","","","","","",null,null,null,null,null,null,null,null,null,-1,68,-67,-70]
[-39,"","","","","","","","",null,null,null,null,null,null,null,null,null,-1,69,-68,-71]
[-40,"","","","","","","","",null,null,null,null,null,null,null,null,null,-1,70,-69,-72]
[-41,"","","","","","","","",null,null,null,null,null,null,null,null,null,-1,71,-70,-73]
[-42,"","","","","","","","",null,null,null,null,null,null,null,null,null,-1,72,-71,-74]
[-43,"","","","","","","","",null,null,null,null,null,null,null,null,null,-1,73,-72,-75]
[-44,"","","","","","","","",null,null,null,null,null,null,null,null,null,-1,74,-73,-76]
[-45,"","","","","","","","",null,null,null,null,null,null,null,null,null,-1,75,-74,-77]
[-46,"","","","","","","","",null,null,null,null,null,null,null,null,null,-1,76,-75,-78]
[-47,"","","","","","","","",null,null,null,null,null,null,null,null,null,-1,77,-76,-79]
[-48,"","","","","","","","",null,null,null,null,null,null,null,null,null,-1,78,-77,-80]
[-49,"","","","","","","","",null,null,null,null,null,null,null,null,null,-1,79,-78,-81]
[-50,"","","","","","","","",null,null,null,null,null,null,null,null,null,-1,80,-79,-82]
[-51,"","","","","","","","",null,null,null,null,null,null,null,null,null,-1,81,-80,-83]
[-52,"","","","","","","","",null,null,null,null,null,null,null,null,null,-1,82,-81,-84]
[-53,"","","","","","","","",null,null,null,null,null,null,null,null,null,-1,83,-82,-85]
[-54,{"$f":"IF(A125<0,\"\",IF(S126>=1,LOOKUP(S126,Y$35:Y$55,X$35:X$55),0))","v":""},{"$f":"IF(A125<0,\"\",IF(S126>=10,LOOKUP(S126,Y$44:Y$55,Z$44:Z$55),0))","v":""},{"$f":"IF(A125<0,\"\",B125*$O$42)","v":""},{"$f":"IF(A125<0,\"\",C125*$O$43)","v":""},{"$f":"IF(A125=0,0,IF(A125=0,0,IF(A125<0,\"\",IF(B125=$X$35,((E$22*0.5/12)-D125)*P$50,((E$22*1/12)-D125)*P$50))))","v":""},{"$f":"IF(A125<0,\"\",D125+F125+E125)","v":""},{"$f":"IF(A125=0,0,IF(A125=0,0,IF(A125<0,\"\",IF(A125=1,F125,G125+H126))))","v":""},{"$f":"IF(A125<0,\"\",ROUND($E$23+(A125/12),2))","v":""},null,null,null,null,null,null,null,null,null,-1,84,-83,-86]
[-55,"","","","","","","","",null,null,null,null,null,null,null,null,null,{"$f":"IF(AND(S125>=1,S125<20),S125+1,IF(U126=0,1,IF(S125=20,S125+0.5,-1)))","v":-1},{"$f":"IF(T125>=1,T125+1,IF(U126=0,1,-1))","v":85},-84,-87]
[-56,"","","","","","","","",null,null,null,null,null,null,null,null,null,-1,86,{"$f":"U126-1","v":-85},{"$f":"V126-1","v":-88}]
[-57,"","","","","","","","",null,null,null,null,null,null,null,null,null,-1,87,-86,-89]
[-58,"","","","","","","","",null,null,null,null,null,null,null,null,null,-1,88,-87,-90]
[-59,"","","","","","","","",null,null,null,null,null,null,null,null,null,-1,89,-88,-91]
[-60,"","","","","","","","",null,null,null,null,null,null,null,null,null,-1,90,-89,-92]
[-61,"","","","","","","","",null,null,null,null,null,null,null,null,null,-1,91,-90,-93]
[-62,"","","","","","","","",null,null,null,null,null,null,null,null,null,-1,92,-91,-94]
[-63,"","","","","","","","",null,null,null,null,null,null,null,null,null,-1,93,-92,-95]
[-64,"","","","","","","","",null,null,null,null,null,null,null,null,null,-1,94,-93,-96]
[{"$f":"IF(S136=0,0,IF(A135=\"\",\"\",IF(S136=1,A135-0.5,A135-1)))","v":-65},"","","","","","","","",null,null,null,null,null,null,null,null,null,-1,95,-94,-97]
[-66,"","","","","","","","",null,null,null,null,null,null,null,null,null,-1,96,-95,-98]
[-67,"","","","","","","","",null,null,null,null,null,null,null,null,null,-1,97,-96,-99]
[-68,"","","","","","","","",null,null,null,null,null,null,null,null,null,-1,98,-97,-100]
[-69,"","","","","","","","",null,null,null,null,null,null,null,null,null,-1,99,-98,-101]
[-70,"","","","","","","","",null,null,null,null,null,null,null,null,null,-1,100,-99,-102]
[-71,"","","","","","","","",null,null,null,null,null,null,null,null,null,-1,101,-100,-103]
[-72,"","","","","","","","",null,null,null,null,null,null,null,null,null,-1,102,-101,-104]
[-73,"","","","","","","","",null,null,null,null,null,null,null,null,null,-1,103,-102,-105]
[-74,"","","","","","","","",null,null,null,null,null,null,null,null,null,-1,104,-103,-106]
[-75,"","","","","","","","",null,null,null,null,null,null,null,null,null,-1,105,-104,-107]
[-76,"","","","","","","","",null,null,null,null,null,null,null,null,null,-1,106,-105,-108]
[-77,"","","","","","","","",null,null,null,null,null,null,null,null,null,-1,107,-106,-109]
[-78,"","","","","","","","",null,null,null,null,null,null,null,null,null,-1,108,-107,-110]
[-79,"","","","","","","","",null,null,null,null,null,null,null,null,null,-1,109,-108,-111]
[-80,"","","","","","","","",null,null,null,null,null,null,null,null,null,-1,110,-109,-112]
[-81,"","","","","","","","",null,null,null,null,null,null,null,null,null,-1,111,-110,-113]
[-82,"","","","","","","","",null,null,null,null,null,null,null,null,null,-1,112,-111,-114]
[-83,"","","","","","","","",null,null,null,null,null,null,null,null,null,-1,113,-112,-115]
[-84,"","","","","","","","",null,null,null,null,null,null,null,null,null,-1,114,-113,-116]
[-85,"","","","","","","","",null,null,null,null,null,null,null,null,null,-1,115,-114,-117]
[-86,{"$f":"IF(A157<0,\"\",IF(S158>=1,LOOKUP(S158,Y$35:Y$55,X$35:X$55),0))","v":""},{"$f":"IF(A157<0,\"\",IF(S158>=10,LOOKUP(S158,Y$44:Y$55,Z$44:Z$55),0))","v":""},{"$f":"IF(A157<0,\"\",B157*$O$42)","v":""},{"$f":"IF(A157<0,\"\",C157*$O$43)","v":""},{"$f":"IF(A157=0,0,IF(A157=0,0,IF(A157<0,\"\",IF(B157=$X$35,((E$22*0.5/12)-D157)*P$50,((E$22*1/12)-D157)*P$50))))","v":""},{"$f":"IF(A157<0,\"\",D157+F157+E157)","v":""},{"$f":"IF(A157=0,0,IF(A157=0,0,IF(A157<0,\"\",IF(A157=1,F157,G157+H158))))","v":""},{"$f":"IF(A157<0,\"\",ROUND($E$23+(A157/12),2))","v":""},null,null,null,null,null,null,null,null,null,-1,116,-115,-118]
[-87,"","","","","","","","",null,null,null,null,null,null,null,null,null,{"$f":"IF(AND(S157>=1,S157<20),S157+1,IF(U158=0,1,IF(S157=20,S157+0.5,-1)))","v":-1},{"$f":"IF(T157>=1,T157+1,IF(U158=0,1,-1))","v":117},-116,-119]
[-88,"","","","","","","","",null,null,null,null,null,null,null,null,null,-1,118,{"$f":"U158-1","v":-117},{"$f":"V158-1","v":-120}]
[-89,"","","","","","","","",null,null,null,null,null,null,null,null,null,-1,119,-118,-121]
[-90,"","","","","","","","",null,null,null,null,null,null,null,null,null,-1,120,-119,-122]
[-91,"","","","","","","","",null,null,null,null,null,null,null,null,null,-1,121,-120,-123]
[-92,"","","","","","","","",null,null,null,null,null,null,null,null,null,-1,122,-121,-124]
[-93,"","","","","","","","",null,null,null,null,null,null,null,null,null,-1,123,-122,-125]
[-94,"","","","","","","","",null,null,null,null,null,null,null,null,null,-1,124,-123,-126]
[-95,"","","","","","","","",null,null,null,null,null,null,null,null,null,-1,125,-124,-127]
[-96,"","","","","","","","",null,null,null,null,null,null,null,null,null,-1,126,-125,-128]
[{"$f":"IF(S168=0,0,IF(A167=\"\",\"\",IF(S168=1,A167-0.5,A167-1)))","v":-97},"","","","","","","","",null,null,null,null,null,null,null,null,null,-1,127,-126,-129]
[-98,"","","","","","","","",null,null,null,null,null,null,null,null,null,-1,128,-127,-130]
[-99,"","","","","","","","",null,null,null,null,null,null,null,null,null,-1,129,-128,-131]
[-100,"","","","","","","","",null,null,null,null,null,null,null,null,null,-1,130,-129,-132]
[-101,"","","","","","","","",null,null,null,null,null,null,null,null,null,-1,131,-130,-133]
[-102,"","","","","","","","",null,null,null,null,null,null,null,null,null,-1,132,-131,-134]
[-103,"","","","","","","","",null,null,null,null,null,null,null,null,null,-1,133,-132,-135]
[-104,"","","","","","","","",null,null,null,null,null,null,null,null,null,-1,134,-133,-136]
[-105,"","","","","","","","",null,null,null,null,null,null,null,null,null,-1,135,-134,-137]
[-106,"","","","","","","","",null,null,null,null,null,null,null,null,null,-1,136,-135,-138]
[-107,"","","","","","","","",null,null,null,null,null,null,null,null,null,-1,137,-136,-139]
[-108,"","","","","","","","",null,null,null,null,null,null,null,null,null,-1,138,-137,-140]
[-109,"","","","","","","","",null,null,null,null,null,null,null,null,null,-1,139,-138,-141]
[-110,"","","","","","","","",null,null,null,null,null,null,null,null,null,-1,140,-139,-142]
[-111,"","","","","","","","",null,null,null,null,null,null,null,null,null,-1,141,-140,-143]
[-112,"","","","","","","","",null,null,null,null,null,null,null,null,null,-1,142,-141,-144]
[-113,"","","","","","","","",null,null,null,null,null,null,null,null,null,-1,143,-142,-145]
[-114,"","","","","","","","",null,null,null,null,null,null,null,null,null,-1,144,-143,-146]
[-115,"","","","","","","","",null,null,null,null,null,null,null,null,null,-1,145,-144,-147]
[-116,"","","","","","","","",null,null,null,null,null,null,null,null,null,-1,146,-145,-148]
[-117,"","","","","","","","",null,null,null,null,null,null,null,null,null,-1,147,-146,-149]
[-118,{"$f":"IF(A189<0,\"\",IF(S190>=1,LOOKUP(S190,Y$35:Y$55,X$35:X$55),0))","v":""},{"$f":"IF(A189<0,\"\",IF(S190>=10,LOOKUP(S190,Y$44:Y$55,Z$44:Z$55),0))","v":""},{"$f":"IF(A189<0,\"\",B189*$O$42)","v":""},{"$f":"IF(A189<0,\"\",C189*$O$43)","v":""},{"$f":"IF(A189=0,0,IF(A189=0,0,IF(A189<0,\"\",IF(B189=$X$35,((E$22*0.5/12)-D189)*P$50,((E$22*1/12)-D189)*P$50))))","v":""},{"$f":"IF(A189<0,\"\",D189+F189+E189)","v":""},{"$f":"IF(A189=0,0,IF(A189=0,0,IF(A189<0,\"\",IF(A189=1,F189,G189+H190))))","v":""},{"$f":"IF(A189<0,\"\",ROUND($E$23+(A189/12),2))","v":""},null,null,null,null,null,null,null,null,null,-1,148,-147,-150]
[-119,"","","","","","","","",null,null,null,null,null,null,null,null,null,{"$f":"IF(AND(S189>=1,S189<20),S189+1,IF(U190=0,1,IF(S189=20,S189+0.5,-1)))","v":-1},{"$f":"IF(T189>=1,T189+1,IF(U190=0,1,-1))","v":149},-148,-151]
[-120,"","","","","","","","",null,null,null,null,null,null,null,null,null,-1,150,{"$f":"U190-1","v":-149},{"$f":"V190-1","v":-152}]
[-121,"","","","","","","","",null,null,null,null,null,null,null,null,null,-1,151,-150,-153]
[-122,"","","","","","","","",null,null,null,null,null,null,null,null,null,-1,152,-151,-154]
[-123,"","","","","","","","",null,null,null,null,null,null,null,null,null,-1,153,-152,-155]
[-124,"","","","","","","","",null,null,null,null,null,null,null,null,null,-1,154,-153,-156]
[-125,"","","","","","","","",null,null,null,null,null,null,null,null,null,-1,155,-154,-157]
[-126,"","","","","","","","",null,null,null,null,null,null,null,null,null,-1,156,-155,-158]
[-127,"","","","","","","","",null,null,null,null,null,null,null,null,null,-1,157,-156,-159]
[-128,"","","","","","","","",null,null,null,null,null,null,null,null,null,-1,158,-157,-160]
[{"$f":"IF(S200=0,0,IF(A199=\"\",\"\",IF(S200=1,A199-0.5,A199-1)))","v":-129},"","","","","","","","",null,null,null,null,null,null,null,null,null,-1,159,-158,-161]
[-130,"","","","","","","","",null,null,null,null,null,null,null,null,null,-1,160,-159,-162]
[-131,"","","","","","","","",null,null,null,null,null,null,null,null,null,-1,161,-160,-163]
[-132,"","","","","","","","",null,null,null,null,null,null,null,null,null,-1,162,-161,-164]
[-133,"","","","","","","","",null,null,null,null,null,null,null,null,null,-1,163,-162,-165]
[-134,"","","","","","","","",null,null,null,null,null,null,null,null,null,-1,164,-163,-166]
[-135,"","","","","","","","",null,null,null,null,null,null,null,null,null,-1,165,-164,-167]
[-136,"","","","","","","","",null,null,null,null,null,null,null,null,null,-1,166,-165,-168]
[-137,"","","","","","","","",null,null,null,null,null,null,null,null,null,-1,167,-166,-169]
[-138,"","","","","","","","",null,null,null,null,null,null,null,null,null,-1,168,-167,-170]
[-139,"","","","","","","","",null,null,null,null,null,null,null,null,null,-1,169,-168,-171]
[-140,"","","","","","","","",null,null,null,null,null,null,null,null,null,-1,170,-169,-172]
[-141,"","","","","","","","",null,null,null,null,null,null,null,null,null,-1,171,-170,-173]
[-142,"","","","","","","","",null,null,null,null,null,null,null,null,null,-1,172,-171,-174]
[-143,"","","","","","","","",null,null,null,null,null,null,null,null,null,-1,173,-172,-175]
[-144,"","","","","","","","",null,null,null,null,null,null,null,null,null,-1,174,-173,-176]
[-145,"","","","","","","","",null,null,null,null,null,null,null,null,null,-1,175,-174,-177]
[-146,"","","","","","","","",null,null,null,null,null,null,null,null,null,-1,176,-175,-178]
[-147,"","","","","","","","",null,null,null,null,null,null,null,null,null,-1,177,-176,-179]
[-148,"","","","","","","","",null,null,null,null,null,null,null,null,null,-1,178,-177,-180]
[-149,"","","","","","","","",null,null,null,null,null,null,null,null,null,-1,179,-178,-181]
[-150,{"$f":"IF(A221<0,\"\",IF(S222>=1,LOOKUP(S222,Y$35:Y$55,X$35:X$55),0))","v":""},"","","",{"$f":"IF(A221=0,0,IF(A221=0,0,IF(A221<0,\"\",IF(B221=$X$35,((E$22*0.5/12)-D221)*P$50,((E$22*1/12)-D221)*P$50))))","v":""},{"$f":"IF(A221<0,\"\",D221+F221+E221)","v":""},{"$f":"IF(A221=0,0,IF(A221=0,0,IF(A221<0,\"\",IF(A221=1,F221,G221+H222))))","v":""},"",null,null,null,null,null,null,null,null,null,-1,180,-179,-182]
[-151,"","","","","",{"$f":"IF(A222<0,\"\",D222+F222+E222)","v":""},{"$f":"IF(A222=0,0,IF(A222=0,0,IF(A222<0,\"\",IF(A222=1,F222,G222+H223))))","v":""},"",null,null,null,null,null,null,null,null,null,-1,{"$f":"IF(T221>=1,T221+1,IF(U222=0,1,-1))","v":181},-180,-183]
[-152,"","","","","",{"$f":"IF(A223<0,\"\",D223+F223+E223)","v":""},{"$f":"IF(A223=0,0,IF(A223=0,0,IF(A223<0,\"\",IF(A223=1,F223,G223+H224))))","v":""},"",null,null,null,null,null,null,null,null,null,-1,{"$f":"IF(T222>=1,T222+1,IF(U223=0,1,-1))","v":182},-181,-184]
[-153,"","","","","",{"$f":"IF(A224<0,\"\",D224+F224+E224)","v":""},{"$f":"IF(A224=0,0,IF(A224=0,0,IF(A224<0,\"\",IF(A224=1,F224,G224+H225))))","v":""},"",null,null,null,null,null,null,null,null,null,-1,{"$f":"IF(T223>=1,T223+1,IF(U224=0,1,-1))","v":183},-182,-185]

{"sheet":"280HD-Imperial","index":7,"n_rows":141,"n_cols":27,"rows_kept":141,"cut":false,"hidden":true,"merged":[[9,0,9,5],[10,0,10,5],[11,0,11,5],[12,0,12,5],[25,0,25,8]]}
[]
[]
[]
[]
[]
[]
[]
[]
["Project Information:",null,null,null,"Date:",{"$f":"TODAY()","v":"2024-05-09"},null,"Helpful Links:"]
[null,null,null,null,null,null,null,"www.cultec.com"]
[null,null,null,null,null,null,null,"StormGenie@cultec.com"]
[null,null,null,null,null,null,null,"Recharger 280HD"]
[null,null,null,null,null,null,null,"Recharger 280HD Submittal"]
[]
[]
["Number of Rows-",null,null,null,{"$f":"'Cumulative Volume- Imperial'!C10","v":1},"units"]
["Total number of chambers -",null,null,null,{"$f":"'Cumulative Volume- Imperial'!C11","v":1},"units"]
["HVLV FC-24 Feed Connectors -",null,null,null,{"$f":"'Cumulative Volume- Imperial'!N11","v":0},"units"]
["Stone Void -",null,null,null,{"$f":"'Cumulative Volume- Imperial'!C12","v":40},"%"]
["Stone Base -",null,null,null,{"$f":"'Cumulative Volume- Imperial'!C13","v":9},"inches"]
["Stone Above Units -",null,null,null,{"$f":"'Cumulative Volume- Imperial'!C14","v":12},"inches"]
["Area -",null,null,null,{"$f":"'Cumulative Volume- Imperial'!C15","v":67},"ft2",{"$f":"O42","v":59.133330000000001},"Min. Area Required "]
["Base of Stone Elevation- ",null,null,null,{"$f":"'Cumulative Volume- Imperial'!C16","v":0},"ft",null,"Note: Min. Area required is based on"]
[null,null,null,null,null,null,null,"12\" around the system and typ. spacing"]
[]
["CULTEC Recharger 280HD Incremental Storage Volumes"]
["Height of System","Incremental Single Chamber","FC 24 Feed Connector single unit","Chamber Volume","HVLV FC-24 Feed Connector Volume","Stone Volume","Cumulative Storage Volume","Total Cumulative Storage Volume","Elevation",null,null,null,null,null,null,null,null,null,-1,-1,"above","base",null,1E-4,1]
["in","ft3","ft3","ft3","ft3","ft3","ft3","ft3","ft",null,null,null,null,null,null,null,null,null,{"$f":"IF(AND(S27>=1,S27<26),S27+1,IF(U28=0,1,IF(S27=26,S27+0.5,-1)))","v":-1},{"$f":"IF(T27>=1,T27+1,IF(U28=0,1,-1))","v":-1},{"$f":"E21","v":12},{"$f":"E20","v":9},null,1.7999999999999999E-2,2]
[{"$f":"Q46","v":47.5},{"$f":"IF(A29<=0,\"\",IF(S28>=1,LOOKUP(S28,Y$27:Y$53,X$27:X$53),0))","v":0},{"$f":"IF(A29<=0,\"\",IF(S28>=16,LOOKUP(S28,Y$42:Y$53,Z$42:Z$53),0))","v":0},{"$f":"IF(A29=0,0,IF(A29<0,\"\",B29*$O$40))","v":0},{"$f":"IF(A29=0,0,IF(A29<0,\"\",C29*$O$41))","v":0},{"$f":"IF(A29=0,0,IF(A29<0,\"\",IF(B29=0.0001,((E$22*0.5/12)-D29)*P$48,((E$22*1/12)-D29)*P$48)))","v":2.2333333333333334},{"$f":"IF(A29=0,0,IF(A29<0,\"\",D29+F29+E29))","v":2.2333333333333334},{"$f":"IF(A29=0,0,IF(A29<0,\"\",IF(A29=1,F29,G29+H30)))","v":135.2630133333333},{"$f":"IF(A29<0,\"\",ROUND($E$23+(A29/12),2))","v":3.96},null,null,null,null,null,null,null,null,null,-1,-1,{"$f":"U28-1","v":11},{"$f":"V28-1","v":8},null,4.7E-2,3]
[{"$f":"IF(S28=0,0,IF(A29=\" \",\"\",IF(S28=1,A29-0.5,A29-1)))","v":46.5},0,0,{"$f":"IF(A30=0,0,IF(A30<0,\"\",B30*$O$40))","v":0},{"$f":"IF(A30=0,0,IF(A30<0,\"\",C30*$O$41))","v":0},{"$f":"IF(A30=0,0,IF(A30<0,\"\",IF(B30=0.0001,((E$22*0.5/12)-D30)*P$48,((E$22*1/12)-D30)*P$48)))","v":2.2333333333333334},{"$f":"IF(A30=0,0,IF(A30<0,\"\",D30+F30+E30))","v":2.2333333333333334},{"$f":"IF(A30=0,0,IF(A30<0,\"\",IF(A30=1,F30,G30+H31)))","v":133.02967999999998},{"$f":"IF(A30<0,\"\",ROUND($E$23+(A30/12),2))","v":3.88},null,null,null,null,null,null,null,null,null,-1,-1,10,7,null,0.1,4]
[45.5,0,0,0,0,2.2333333333333334,2.2333333333333334,130.79634666666666,3.79,null,null,null,null,null,null,null,null,null,-1,-1,9,6,null,0.13400000000000001,5]
[44.5,0,0,0,0,2.2333333333333334,2.2333333333333334,128.56301333333334,3.71,null,null,null,null,null,null,null,null,null,-1,-1,8,5,null,0.159,6]
[43.5,0,0,0,0,2.2333333333333334,2.2333333333333334,126.32968000000002,3.63,null,null,null,null,null,null,"INSTALLED LENGTH",{"$f":"COUNTIF(U28:U124,\">0\")","v":12},null,-1,-1,7,4,null,0.17899999999999999,7]
[42.5,0,0,0,0,2.2333333333333334,2.2333333333333334,124.09634666666669,3.54,null,null,null,"S & E",null,{"$f":"E16*2","v":2},7.5,null,null,-1,-1,6,3,null,0.19500000000000001,8]
[41.5,0,0,0,0,2.2333333333333334,2.2333333333333334,121.86301333333336,3.46,null,null,null,"I",null,{"$f":"E17-O34","v":-1},7,null,null,-1,-1,5,2,null,0.20899999999999999,9]
[40.5,0,0,0,0,2.2333333333333334,2.2333333333333334,119.62968000000002,3.38,null,null,null,"STONE BORDER (FT.)",null,1,null,null,null,-1,-1,4,1,null,0.221,10]
[39.5,0,0,0,0,2.2333333333333334,2.2333333333333334,117.39634666666669,3.29,null,null,null,"CHAMBER SPACING (FT.)",null,0.42,null,null,null,-1,-1,3,0,null,0.23200000000000001,11]
[38.5,0,0,0,0,2.2333333333333334,2.2333333333333334,115.16301333333335,3.21,null,null,null,"BED WIDTH",null,{"$f":"(E16*Q50+(2*O36)-O37)","v":5.9133329999999997},null,null,null,-1,-1,2,-1,null,0.24099999999999999,12]
[37.5,0,0,0,0,2.2333333333333334,2.2333333333333334,112.92968000000002,3.13,null,null,null,"BED LENGTH",null,{"$f":"((O43-2)*P35)+(2*P34)+(O36*2)","v":10},null,null,null,-1,-1,1,-2,null,0.249,13]
[36.5,0,0,0,0,2.2333333333333334,2.2333333333333334,110.69634666666668,3.04,null,null,null,"FT OF CHAMBER -",null,{"$f":"(O34*P34)+(O35*P35)","v":8},null,null,null,1,1,0,-3,null,0.26300000000000001,14]
[35.5,1E-4,0,8.0000000000000004E-4,0,1.1163466666666666,1.1171466666666665,108.46301333333335,2.96,null,null,null,"FT OF FC CONNECTORS -",null,{"$f":"E18*O37","v":0},null,null,null,2,2,-1,-4,null,0.26700000000000002,15]
[35,1.7999999999999999E-2,0,0.14399999999999999,0,2.1757333333333331,2.3197333333333332,107.34586666666668,2.92,null,null,null,"Area (Sq. Ft.) -",null,{"$f":"O39*O38","v":59.133330000000001},null,null,null,3,3,-2,-5,null,0.27100000000000002,16,0.11,1]
[34,4.7E-2,0,0.376,0,2.0829333333333331,2.458933333333333,105.02613333333335,2.83,null,null,null,{"$f":"E16","v":1},"ROW OF",{"$f":"E17/E16","v":1},null,null,null,4,4,-3,-6,null,0.27500000000000002,17,0.09,2]
[33,0.1,0,0.8,0,1.9133333333333333,2.7133333333333334,102.56720000000001,2.75,null,null,null,null,null,null,null,null,null,5,5,-4,-7,null,0.27900000000000003,18,8.5999999999999993E-2,3]
[32,0.13400000000000001,0,1.0720000000000001,0,1.8045333333333333,2.8765333333333336,99.853866666666676,2.67,null,null,null,null,null,null,null,"SYSTEM HEIGHT",null,6,6,-5,-8,null,0.28699999999999998,19,8.5000000000000006E-2,4]
[31,0.159,0,1.272,0,1.7245333333333333,2.9965333333333333,96.977333333333348,2.58,null,null,null,null,null,null,null,{"$f":"E20+26.5+E21","v":47.5},null,7,7,-6,-9,null,0.29199999999999998,20,8.3000000000000004E-2,5]
[30,0.17899999999999999,0,1.4319999999999999,0,1.6605333333333334,3.0925333333333334,93.980800000000016,2.5,null,null,null,null,null,null,"Stone Void",null,null,8,8,-7,-10,null,0.29399999999999998,21,7.9000000000000001E-2,6]
[29,0.19500000000000001,0,1.56,0,1.6093333333333335,3.1693333333333333,90.888266666666681,2.42,null,null,null,null,null,null,{"$f":"E19/100","v":0.4},null,null,9,9,-8,-11,null,0.30499999999999999,22,7.3999999999999996E-2,7]
[28,0.20899999999999999,0,1.6719999999999999,0,1.5645333333333333,3.236533333333333,87.718933333333354,2.33,null,null,null,null,null,null,null,"Design chamber width",null,10,10,-9,-12,null,0.30599999999999999,23,7.0999999999999994E-2,8]
[27,0.221,0,1.768,0,1.5261333333333333,3.2941333333333334,84.482400000000027,2.25,null,null,null,null,null,null,null,4.3333329999999997,null,11,11,-10,-13,null,0.308,24,6.2E-2,9]
[26,0.23200000000000001,0,1.8560000000000001,0,1.4909333333333334,3.3469333333333333,81.188266666666692,2.17,null,null,null,null,null,null,null,null,null,12,12,-11,-14,null,0.31,25,4.5999999999999999E-2,10]
[25,0.24099999999999999,0,1.9279999999999999,0,1.4621333333333333,3.390133333333333,77.841333333333353,2.08,null,null,null,null,null,null,null,null,null,13,13,-12,-15,null,0.312,26,0.02,11]
[24,0.249,0,1.992,0,1.4365333333333332,3.4285333333333332,74.451200000000014,2,null,null,null,null,null,null,null,null,null,14,14,-13,-16,null,0.32600000000000001,26.5,1.2999999999999999E-2,12]
[23,0.26300000000000001,0,2.1040000000000001,0,1.3917333333333333,3.4957333333333334,71.02266666666668,1.92,null,null,null,null,null,null,null,null,null,15,15,-14,-17]
[22,0.26700000000000002,0,2.1360000000000001,0,1.3789333333333333,3.5149333333333335,67.526933333333346,1.83,null,null,null,null,null,null,null,null,null,16,16,-15,-18]
[21,0.27100000000000002,0.11,2.1680000000000001,0,1.3661333333333332,3.5341333333333331,64.012000000000015,1.75,null,null,null,null,null,null,null,null,null,17,17,-16,-19]
[20,0.27500000000000002,0.09,2.2000000000000002,0,1.3533333333333333,3.5533333333333337,60.477866666666678,1.67,null,null,null,null,null,null,null,null,null,18,18,-17,-20]
[19,0.27900000000000003,8.5999999999999993E-2,2.2320000000000002,0,1.3405333333333331,3.5725333333333333,56.924533333333343,1.58,null,null,null,null,null,null,null,null,null,19,19,-18,-21]
[18,0.28699999999999998,8.5000000000000006E-2,2.2959999999999998,0,1.3149333333333333,3.6109333333333331,53.352000000000011,1.5,null,null,null,null,null,null,null,null,null,20,20,-19,-22]
[17,0.29199999999999998,8.3000000000000004E-2,2.3359999999999999,0,1.2989333333333333,3.6349333333333331,49.741066666666676,1.42,null,null,null,null,null,null,null,null,null,{"$f":"IF(AND(S59>=1,S59<26),S59+1,IF(U60=0,1,IF(S59=26,S59+0.5,-1)))","v":21},{"$f":"IF(T59>=1,T59+1,IF(U60=0,1,-1))","v":21},-20,-23]
[16,{"$f":"IF(A61<=0,\"\",IF(S60>=1,LOOKUP(S60,Y$27:Y$53,X$27:X$53),0))","v":0.29399999999999998},{"$f":"IF(A61<=0,\"\",IF(S60>=16,LOOKUP(S60,Y$42:Y$53,Z$42:Z$53),0))","v":7.9000000000000001E-2},2.3519999999999999,0,1.2925333333333333,3.6445333333333334,46.106133333333339,1.33,null,null,null,null,null,null,null,null,null,22,22,{"$f":"U60-1","v":-21},{"$f":"V60-1","v":-24}]
[15,0.30499999999999999,7.3999999999999996E-2,2.44,0,1.2573333333333334,3.6973333333333334,42.461600000000004,1.25,null,null,null,null,null,null,null,null,null,23,23,-22,-25]
[14,0.30599999999999999,7.0999999999999994E-2,2.448,0,1.2541333333333333,3.7021333333333333,38.764266666666671,1.17,null,null,null,null,null,null,null,null,null,24,24,-23,-26]
[13,0.308,6.2E-2,2.464,0,1.2477333333333334,3.7117333333333331,35.062133333333335,1.08,null,null,null,null,null,null,null,null,null,25,25,-24,-27]
[12,0.31,4.5999999999999999E-2,2.48,0,1.2413333333333334,3.7213333333333334,31.350400000000004,1,null,null,null,null,null,null,null,null,null,26,26,-25,-28]
[11,0.312,0.02,2.496,0,1.2349333333333332,3.7309333333333332,27.62906666666667,0.92,null,null,null,null,null,null,null,null,null,26.5,27,-26,-29]
[10,0.32600000000000001,1.2999999999999999E-2,2.6080000000000001,0,1.1901333333333333,3.7981333333333334,23.898133333333337,0.83,null,null,null,null,null,null,null,null,null,-1,28,-27,-30]
[9,0,0,0,0,2.2333333333333334,2.2333333333333334,20.100000000000005,0.75,null,null,null,null,null,null,null,null,null,-1,29,-28,-31]
[8,0,0,0,0,2.2333333333333334,2.2333333333333334,17.866666666666671,0.67,null,null,null,null,null,null,null,null,null,-1,30,-29,-32]
[7,0,0,0,0,2.2333333333333334,2.2333333333333334,15.633333333333336,0.57999999999999996,null,null,null,null,null,null,null,null,null,-1,31,-30,-33]
[6,0,0,0,0,2.2333333333333334,2.2333333333333334,13.400000000000002,0.5,null,null,null,null,null,null,null,null,null,-1,32,-31,-34]
[{"$f":"IF(S70=0,0,IF(A71=\"\",\"\",IF(S70=1,A71-0.5,A71-1)))","v":5},0,0,0,0,2.2333333333333334,2.2333333333333334,11.166666666666668,0.42,null,null,null,null,null,null,null,null,null,-1,33,-32,-35]
[4,0,0,0,0,2.2333333333333334,2.2333333333333334,8.9333333333333336,0.33,null,null,null,null,null,null,null,null,null,-1,34,-33,-36]
[3,0,0,0,0,2.2333333333333334,2.2333333333333334,6.7,0.25,null,null,null,null,null,null,null,null,null,-1,35,-34,-37]
[2,0,0,0,0,2.2333333333333334,2.2333333333333334,4.4666666666666668,0.17,null,null,null,null,null,null,null,null,null,-1,36,-35,-38]
[1,0,0,0,0,2.2333333333333334,2.2333333333333334,2.2333333333333334,0.08,null,null,null,null,null,null,null,null,null,-1,37,-36,-39]
[0,"","",0,0,0,0,0,0,null,null,null,null,null,null,null,null,null,-1,38,-37,-40]
[-1,"","","","","","","","",null,null,null,null,null,null,null,null,null,-1,39,-38,-41]
[-2,"","","","","","","","",null,null,null,null,null,null,null,null,null,-1,40,-39,-42]
[-3,"","","","","","","","",null,null,null,null,null,null,null,null,null,-1,41,-40,-43]
[-4,"","","","","","","","",null,null,null,null,null,null,null,null,null,-1,42,-41,-44]
[-5,"","","","","","","","",null,null,null,null,null,null,null,null,null,-1,43,-42,-45]
[-6,"","","","","","","","",null,null,null,null,null,null,null,null,null,-1,44,-43,-46]
[-7,"","","","","","","","",null,null,null,null,null,null,null,null,null,-1,45,-44,-47]
[-8,"","","","","","","","",null,null,null,null,null,null,null,null,null,-1,46,-45,-48]
[-9,"","","","","","","","",null,null,null,null,null,null,null,null,null,-1,47,-46,-49]
[-10,"","","","","","","","",null,null,null,null,null,null,null,null,null,-1,48,-47,-50]
[-11,"","","","","","","","",null,null,null,null,null,null,null,null,null,-1,49,-48,-51]
[-12,"","","","","","","","",null,null,null,null,null,null,null,null,null,-1,50,-49,-52]
[-13,"","","","","","","","",null,null,null,null,null,null,null,null,null,-1,51,-50,-53]
[-14,"","","","","","","","",null,null,null,null,null,null,null,null,null,-1,52,-51,-54]
[-15,"","","","","","","","",null,null,null,null,null,null,null,null,null,{"$f":"IF(AND(S91>=1,S91<26),S91+1,IF(U92=0,1,IF(S91=26,S91+0.5,-1)))","v":-1},{"$f":"IF(T91>=1,T91+1,IF(U92=0,1,-1))","v":53},-52,-55]
[-16,{"$f":"IF(A93<=0,\"\",IF(S92>=1,LOOKUP(S92,Y$27:Y$53,X$27:X$53),0))","v":""},{"$f":"IF(A93<=0,\"\",IF(S92>=16,LOOKUP(S92,Y$42:Y$53,Z$42:Z$53),0))","v":""},"","","","","","",null,null,null,null,null,null,null,null,null,-1,54,{"$f":"U92-1","v":-53},{"$f":"V92-1","v":-56}]
[-17,"","",{"$f":"IF(A94=0,0,IF(A94<0,\"\",B94*$O$40))","v":""},{"$f":"IF(A94=0,0,IF(A94<0,\"\",C94*$O$41))","v":""},{"$f":"IF(A94=0,0,IF(A94<0,\"\",IF(B94=0.0001,((E$22*0.5/12)-D94)*P$48,((E$22*1/12)-D94)*P$48)))","v":""},{"$f":"IF(A94=0,0,IF(A94<0,\"\",D94+F94+E94))","v":""},{"$f":"IF(A94=0,0,IF(A94<0,\"\",IF(A94=1,F94,G94+H95)))","v":""},{"$f":"IF(A94<0,\"\",ROUND($E$23+(A94/12),2))","v":""},null,null,null,null,null,null,null,null,null,-1,55,-54,-57]
[-18,"","","","","","","","",null,null,null,null,null,null,null,null,null,-1,56,-55,-58]
[-19,"","","","","","","","",null,null,null,null,null,null,null,null,null,-1,57,-56,-59]
[-20,"","","","","","","","",null,null,null,null,null,null,null,null,null,-1,58,-57,-60]
[-21,"","","","","","","","",null,null,null,null,null,null,null,null,null,-1,59,-58,-61]
[-22,"","","","","","","","",null,null,null,null,null,null,null,null,null,-1,60,-59,-62]
[-23,"","","","","","","","",null,null,null,null,null,null,null,null,null,-1,61,-60,-63]
[-24,"","","","","","","","",null,null,null,null,null,null,null,null,null,-1,62,-61,-64]
[-25,"","","","","","","","",null,null,null,null,null,null,null,null,null,-1,63,-62,-65]
[-26,"","","","","","","","",null,null,null,null,null,null,null,null,null,-1,64,-63,-66]
[{"$f":"IF(S102=0,0,IF(A103=\"\",\"\",IF(S102=1,A103-0.5,A103-1)))","v":-27},"","","","","","","","",null,null,null,null,null,null,null,null,null,-1,65,-64,-67]
[-28,"","","","","","","","",null,null,null,null,null,null,null,null,null,-1,66,-65,-68]
[-29,"","","","","","","","",null,null,null,null,null,null,null,null,null,-1,67,-66,-69]
[-30,"","","","","","","","",null,null,null,null,null,null,null,null,null,-1,68,-67,-70]
[-31,"","","","","","","","",null,null,null,null,null,null,null,null,null,-1,69,-68,-71]
[-32,"","","","","","","","",null,null,null,null,null,null,null,null,null,-1,70,-69,-72]
[-33,"","","","","","","","",null,null,null,null,null,null,null,null,null,-1,71,-70,-73]
[-34,"","","","","","","","",null,null,null,null,null,null,null,null,null,-1,72,-71,-74]
[-35,"","","","","","","","",null,null,null,null,null,null,null,null,null,-1,73,-72,-75]
[-36,"","","","","","","","",null,null,null,null,null,null,null,null,null,-1,74,-73,-76]
[-37,"","","","","","","","",null,null,null,null,null,null,null,null,null,-1,75,-74,-77]
[-38,"","","","","","","","",null,null,null,null,null,null,null,null,null,-1,76,-75,-78]
[-39,"","","","","","","","",null,null,null,null,null,null,null,null,null,-1,77,-76,-79]
[-40,"","","","","","","","",null,null,null,null,null,null,null,null,null,-1,78,-77,-80]
[-41,"","","","","","","","",null,null,null,null,null,null,null,null,null,-1,79,-78,-81]
[-42,"","","","","","","","",null,null,null,null,null,null,null,null,null,-1,80,-79,-82]
[-43,"","","","","","","","",null,null,null,null,null,null,null,null,null,-1,81,-80,-83]
[-44,"","","","","","","","",null,null,null,null,null,null,null,null,null,-1,82,-81,-84]
[-45,"","","","","","","","",null,null,null,null,null,null,null,null,null,-1,83,-82,-85]
[-46,"","","","","","","","",null,null,null,null,null,null,null,null,null,-1,84,-83,-86]
[-47,"","","","","","","","",null,null,null,null,null,null,null,null,null,{"$f":"IF(AND(S123>=1,S123<26),S123+1,IF(U124=0,1,IF(S123=26,S123+0.5,-1)))","v":-1},{"$f":"IF(T123>=1,T123+1,IF(U124=0,1,-1))","v":85},-84,-87]
[-48,{"$f":"IF(A125<=0,\"\",IF(S124>=1,LOOKUP(S124,Y$27:Y$53,X$27:X$53),0))","v":""},{"$f":"IF(A125<=0,\"\",IF(S124>=16,LOOKUP(S124,Y$42:Y$53,Z$42:Z$53),0))","v":""},"","","","","","",null,null,null,null,null,null,null,null,null,-1,86,{"$f":"U124-1","v":-85},{"$f":"V124-1","v":-88}]
[-49,"","","","","","","","",null,null,null,null,null,null,null,null,null,-1,87,-86,-89]
[-50,"","","","","","","","",null,null,null,null,null,null,null,null,null,-1,88,-87,-90]
[-51,"","","","","","","","",null,null,null,null,null,null,null,null,null,-1,89,-88,-91]
[-52,"","","","","","","","",null,null,null,null,null,null,null,null,null,-1,90,-89,-92]
[-53,"","","","","","","","",null,null,null,null,null,null,null,null,null,-1,91,-90,-93]
[-54,"","","","","","","","",null,null,null,null,null,null,null,null,null,-1,92,-91,-94]
[-55,"","","","","","","","",null,null,null,null,null,null,null,null,null,-1,93,-92,-95]
[-56,"","","","","","","","",null,null,null,null,null,null,null,null,null,-1,94,-93,-96]
[-57,"","","","","","","","",null,null,null,null,null,null,null,null,null,-1,95,-94,-97]
[-58,"","","","","","","","",null,null,null,null,null,null,null,null,null,-1,96,-95,-98]
[{"$f":"IF(S134=0,0,IF(A135=\"\",\"\",IF(S134=1,A135-0.5,A135-1)))","v":-59},"","","","","","","","",null,null,null,null,null,null,null,null,null,-1,97,-96,-99]
[-60,"","","","","","","","",null,null,null,null,null,null,null,null,null,-1,98,-97,-100]
[-61,"","","","","","","","",null,null,null,null,null,null,null,null,null,-1,99,-98,-101]
[-62,"","","","","","","","",null,null,null,null,null,null,null,null,null,-1,100,-99,-102]
[-63,"","","","","","","","",null,null,null,null,null,null,null,null,null,-1,101,-100,-103]
[-64,"","","","","","","","",null,null,null,null,null,null,null,null,null,-1,102,-101,-104]

{"sheet":"360HD-Imperial","index":8,"n_rows":332,"n_cols":31,"rows_kept":332,"cut":false,"hidden":true,"merged":[[9,0,9,8],[10,0,10,8],[11,0,11,8],[12,0,12,8],[25,0,25,11]]}
[]
[]
[]
[]
[]
[]
[]
[]
["Project Information:",null,null,null,null,null,null,"Date:",null,null,"Helpful Links:"]
[null,null,null,null,null,null,null,null,null,null,"www.cultec.com"]
[null,null,null,null,null,null,null,null,null,null,"StormGenie@cultec.com"]
[null,null,null,null,null,null,null,null,null,null,"Recharger 360HD"]
[null,null,null,null,null,null,null,null,null,null,"Recharger 360HD Submittal"]
[]
[]
["Number of Rows-",null,null,null,null,null,null,{"$f":"'Cumulative Volume- Imperial'!C10","v":1},"units"]
["Total number of chambers -",null,null,null,null,null,null,{"$f":"'Cumulative Volume- Imperial'!C11","v":1},"units"]
["HVLV FC-48 Feed Connectors -",null,null,null,null,null,null,{"$f":"'Cumulative Volume- Imperial'!N11","v":0},"units"]
["Stone Void -",null,null,null,null,null,null,{"$f":"'Cumulative Volume- Imperial'!C12","v":40},"%"]
["Stone Base -",null,null,null,null,null,null,{"$f":"'Cumulative Volume- Imperial'!C13","v":9},"inches",{"$f":"IF(H20<6,\"Min. of 6 Inches Required\",\"\")","v":""}]
["Stone Above Units -",null,null,null,null,null,null,{"$f":"'Cumulative Volume- Imperial'!C14","v":12},"inches",{"$f":"IF(H21<6,\"Min. of 6 Inches Required\",\"\")","v":""}]
["Area -",null,null,null,null,null,null,{"$f":"J22","v":57.166666666666664},"ft2",{"$f":"R37","v":57.166666666666664},"Min. Area Required "]
["Base of Stone Elevation- ",null,null,null,null,null,null,0,"ft",null,"Note: Min. Area required is based on"]
[null,null,null,null,null,null,null,null,null,null,"12\" around the system and typ. spacing"]
[]
["CULTEC Recharger 360HD Incremental Storage Volumes"]
["Height of System","Incremental Single Endcap","Incremental Single Chamber1","FC-48 Feed Connector single unit","End Cap Volume","Chamber Volume","Chamber & End Cap Vol","HVLV FC-48 Feed Connector Volume","Stone Volume","Cumulative Storage Volume","Total Cumulative Storage Volume","Elevation",null,null,null,null,null,null,"INSTALLED LENGTH",{"$f":"COUNTIF(X33:X86,\">0\")","v":12},null,null,null,null,null,null,null,null,null,null,"End cap vol per inch"]
["in","ft3","ft3","ft3","ft3","ft3","ft3","ft3","ft3","ft3","ft3","ft",null,null,null,"END CAP",null,{"$f":"H16*2","v":2},1.25]
[{"$f":"T40","v":57},{"$f":"IF(A29<=0,\"\",IF(V33>=1,LOOKUP(V33,AB$28:AB$75,AE$28:AE$60),0))","v":0},{"$f":"IF(A29<=0,\"\",IF(V33>=1,LOOKUP(V33,AB$28:AB$75,AA$28:AA$75),0))","v":0},{"$f":"IF(A29<=0,\"\",IF(V33>=25,LOOKUP(V33,AB$64:AB$75,AC$64:AC$75),0))","v":0},{"$f":"IF(A29<=0,\"\",B29*$R$35)","v":0},{"$f":"IF(A29<=0,\"\",C29*$R$34)","v":0},{"$f":"IF(A29=0,0,IF(A29<0,\"\",E29+F29))","v":0},{"$f":"IF(A29<=0,\"\",D29*$R$36)","v":0},{"$f":"IF(A29<=0,\"\",((H$22*1/12)-F29-E29-H29)*S$42)","v":1.9055555555555554},{"$f":"IF(A29<=0,\"\",E29+F29+I29+H29)","v":1.9055555555555554},{"$f":"IF(A29<=0,\" \",IF(A29=1,I29,J29+K30))","v":138.36322666666669},{"$f":"IF(A29<=0,\"\",ROUND($H$23+(A29/12),2))","v":4.75},null,null,null,"CHAMBER",null,{"$f":"H17","v":1},{"$f":"44/12","v":3.6666666666666665}]
[{"$f":"IF(V33=0,0,IF(A29=\" \",\"\",A29-1))","v":56},0,0,{"$f":"IF(A30<=0,\"\",IF(V34>=25,LOOKUP(V34,AB$64:AB$75,AC$64:AC$75),0))","v":0},{"$f":"IF(A30<=0,\"\",B30*$R$35)","v":0},0,{"$f":"IF(A30=0,0,IF(A30<0,\"\",E30+F30))","v":0},{"$f":"IF(A30<=0,\"\",D30*$R$36)","v":0},1.9055555555555554,{"$f":"IF(A30<=0,\"\",E30+F30+I30+H30)","v":1.9055555555555554},{"$f":"IF(A30<=0,\" \",IF(A30=1,I30,J30+K31))","v":136.45767111111113},4.67,null,null,null,"STONE BORDER (FT.)",null,1]
[55,0,0,0,0,0,0,0,1.9055555555555554,1.9055555555555554,134.55211555555556,4.58,null,null,null,"CHAMBER SPACING (FT.)",null,0.75]
[54,0,0,0,0,0,0,0,1.9055555555555554,1.9055555555555554,132.64655999999999,4.5,null,null,null,"BED WIDTH",null,{"$f":"(H16*T43+(2*R30)-R31)","v":7},null,null,null,-1,-1,"above","base"]
[53,0,0,0,0,0,0,0,1.9055555555555554,1.9055555555555554,130.74100444444443,4.42,null,null,null,"BED LENGTH",null,{"$f":"((R38*S29)+(2*S28)+(R30*2))","v":8.1666666666666661},null,null,null,{"$f":"IF(AND(V32>=1,V32<35),V32+1,IF(X33=0,1,IF(V32=35,V32+1,-1)))","v":-1},{"$f":"IF(W32>=1,W32+1,IF(X33=0,1,-1))","v":-1},{"$f":"H21","v":12},{"$f":"H20","v":9}]
[52,0,0,0,0,0,0,0,1.9055555555555554,1.9055555555555554,128.83544888888886,4.33,null,null,null,"FT OF CHAMBER -",null,{"$f":"(R29*S29)","v":3.6666666666666665},null,null,null,{"$f":"IF(AND(V33>=1,V33<35),V33+1,IF(X34=0,1,IF(V33=35,V33+1,-1)))","v":-1},{"$f":"IF(W33>=1,W33+1,IF(X34=0,1,-1))","v":-1},{"$f":"X33-1","v":11},8]
[51,0,0,0,0,0,0,0,1.9055555555555554,1.9055555555555554,126.92989333333331,4.25,null,null,null,"FT OF END CAP-",null,{"$f":"(R28*S28)","v":2.5},null,null,null,-1,{"$f":"IF(W34>=1,W34+1,IF(X35=0,1,-1))","v":-1},10,7]
[50,0,0,0,0,0,0,0,1.9055555555555554,1.9055555555555554,125.02433777777776,4.17,null,null,null,"FT OF FC CONNECTORS -",null,{"$f":"H18*R31","v":0},null,null,null,-1,{"$f":"IF(W35>=1,W35+1,IF(X36=0,1,-1))","v":-1},9,6]
[49,0,0,0,0,0,0,0,1.9055555555555554,1.9055555555555554,123.11878222222221,4.08,null,null,null,"Area (Sq. Ft.) -",null,{"$f":"R33*R32","v":57.166666666666664},null,null,null,-1,{"$f":"IF(W36>=1,W36+1,IF(X37=0,1,-1))","v":-1},8,5]
[48,0,0,0,0,0,0,0,1.9055555555555554,1.9055555555555554,121.21322666666666,4,null,null,null,{"$f":"H16","v":1},"ROW OF",{"$f":"H17/H16","v":1},null,null,null,-1,{"$f":"IF(W37>=1,W37+1,IF(X38=0,1,-1))","v":-1},7,4]
[47,0,0,0,0,0,0,0,1.9055555555555554,1.9055555555555554,119.30767111111111,3.92,null,null,null,null,null,null,null,"SYSTEM HEIGHT",null,-1,-1,6,3]
[46,0,0,0,0,0,0,0,1.9055555555555554,1.9055555555555554,117.40211555555555,3.83,null,null,null,null,null,null,null,{"$f":"H20+36+H21","v":57},null,-1,-1,5,2,null,2.1872727272727273E-2,1,null,null,8.0000000000000002E-3]
[45,8.0000000000000002E-3,2.1872727272727273E-2,0,0.02,8.0199999999999994E-2,0.1002,0,1.8654755555555558,1.9656755555555558,115.49656,3.75,null,null,null,null,null,null,"Stone Void",null,null,-1,-1,4,1,null,4.6390909090909094E-2,2,null,null,1.6E-2]
[44,1.6E-2,4.6390909090909094E-2,0,0.04,0.1701,0.21010000000000001,0,1.8215155555555556,2.0316155555555557,113.53088444444445,3.67,null,null,null,null,null,null,{"$f":"H19/100","v":0.4},"Design unit width",null,-1,-1,3,0,null,6.8972727272727283E-2,3,null,null,2.4E-2]
[43,2.4E-2,6.8972727272727283E-2,0,0.06,0.25290000000000001,0.31290000000000001,0,1.7803955555555555,2.0932955555555557,111.49926888888889,3.58,null,null,null,null,null,null,null,5.75,null,-1,-1,2,-1,null,0.11683636363636364,4,null,null,3.2000000000000001E-2]
[42,3.2000000000000001E-2,0.11683636363636364,0,0.08,0.4284,0.50839999999999996,0,1.7021955555555555,2.2105955555555554,109.40597333333334,3.5,null,null,null,null,null,null,null,null,null,-1,-1,1,-2,null,0.14754545454545456,5,null,null,0.04]
[41,0.04,0.14754545454545456,0,0.1,0.54100000000000004,0.64100000000000001,0,1.6491555555555555,2.2901555555555557,107.19537777777778,3.42,null,null,null,null,null,null,null,null,null,1,1,0,-3,null,0.17056363636363636,6,null,null,4.8000000000000001E-2]
[40,4.8000000000000001E-2,0.17056363636363636,0,0.12,0.62539999999999996,0.74539999999999995,0,1.6073955555555555,2.3527955555555553,104.90522222222222,3.33,null,null,null,null,null,null,null,null,null,2,2,-1,-4,null,0.1896818181818182,7,null,null,5.6000000000000001E-2]
[39,5.6000000000000001E-2,0.1896818181818182,0,0.14000000000000001,0.69550000000000001,0.83550000000000002,0,1.5713555555555554,2.4068555555555555,102.55242666666666,3.25,null,null,null,null,null,null,null,null,null,3,3,-2,-5,null,0.20620909090909093,8,null,null,6.4000000000000001E-2]
[38,6.4000000000000001E-2,0.20620909090909093,0,0.16,0.75609999999999999,0.91610000000000003,0,1.5391155555555553,2.4552155555555553,100.14557111111111,3.17,null,null,null,null,null,null,null,null,null,4,4,-3,-6,null,0.22082727272727273,9,null,null,7.1999999999999995E-2]
[37,7.1999999999999995E-2,0.22082727272727273,0,0.18,0.80969999999999998,0.98970000000000002,0,1.5096755555555554,2.4993755555555555,97.690355555555556,3.08,null,null,null,null,null,null,null,null,null,5,5,-4,-7,null,0.23394545454545457,10,null,null,0.08]
[36,0.08,0.23394545454545457,0,0.2,0.85780000000000001,1.0578000000000001,0,1.4824355555555553,2.5402355555555554,95.190979999999996,3,null,null,null,null,null,null,null,null,null,6,6,{"$f":"X49-1","v":-5},-8,null,0.24586363636363637,11,null,null,8.7999999999999995E-2]
[35,8.7999999999999995E-2,0.24586363636363637,0,0.21999999999999997,0.90149999999999997,1.1214999999999999,0,1.4569555555555553,2.5784555555555553,92.650744444444442,2.92,null,null,null,null,null,null,null,null,null,7,7,-6,-9,null,0.25671818181818185,12,null,null,9.6000000000000002E-2]
[34,9.6000000000000002E-2,0.25671818181818185,0,0.24,0.94130000000000003,1.1813,0,1.4330355555555554,2.6143355555555554,90.072288888888892,2.83,null,null,null,null,null,null,null,null,null,8,8,-7,-10,null,0.26669999999999999,13,null,null,0.112]
[33,0.112,0.26669999999999999,0,0.28000000000000003,0.97789999999999988,1.2578999999999998,0,1.4023955555555554,2.660295555555555,87.457953333333336,2.75,null,null,null,null,null,null,null,null,null,9,9,-8,-11,null,0.27591818181818184,14,null,null,0.12]
[32,0.12,0.27591818181818184,0,0.3,1.0117,1.3117000000000001,0,1.3808755555555554,2.6925755555555555,84.797657777777786,2.67,null,null,null,null,null,null,null,null,null,10,10,-9,-12,null,0.2844272727272727,15,null,null,0.128]
[31,0.128,0.2844272727272727,0,0.32,1.0428999999999999,1.3629,0,1.3603955555555556,2.7232955555555556,82.105082222222237,2.58,null,null,null,null,null,null,null,null,null,11,11,-10,-13,null,0.29236363636363638,16,null,null,0.13600000000000001]
[30,0.13600000000000001,0.29236363636363638,0,0.34,1.0720000000000001,1.4120000000000001,0,1.3407555555555555,2.7527555555555558,79.381786666666684,2.5,null,null,null,null,null,null,null,null,null,12,12,-11,-14,null,0.2997818181818182,17,null,null,0.14399999999999999]
[29,0.14399999999999999,0.2997818181818182,0,0.36,1.0992,1.4592000000000001,0,1.3218755555555557,2.7810755555555557,76.629031111111132,2.42,null,null,null,null,null,null,null,null,null,13,13,-12,-15,null,0.30673636363636364,18,null,null,0.152]
[28,0.152,0.30673636363636364,0,0.38,1.1247,1.5047000000000001,0,1.3036755555555555,2.8083755555555556,73.847955555555572,2.33,null,null,null,null,null,null,null,null,null,14,14,-13,-16,null,0.31325454545454551,19,null,null,0.16]
[27,0.16,0.31325454545454551,0,0.4,1.1486000000000001,1.5486,0,1.2861155555555555,2.8347155555555554,71.039580000000015,2.25,null,null,null,null,null,null,null,null,null,15,15,-14,-17,null,0.31941818181818182,20,null,null,0.16]
[26,0.16,0.31941818181818182,0,0.4,1.1712,1.5712000000000002,0,1.2770755555555555,2.8482755555555554,68.204864444444453,2.17,null,null,null,null,null,null,null,null,null,16,16,-15,{"$f":"Y59-1","v":-18},null,0.32519999999999999,21,null,null,0.16800000000000001]
[25,0.16800000000000001,0.32519999999999999,0,0.42000000000000004,1.1923999999999999,1.6124000000000001,0,1.2605955555555555,2.8729955555555557,65.356588888888894,2.08,null,null,null,null,null,null,null,null,null,17,17,-16,-19,null,0.33068181818181819,22,null,null,0.17599999999999999]
[24,0.17599999999999999,0.33068181818181819,0,0.43999999999999995,1.2124999999999999,1.6524999999999999,0,1.2445555555555554,2.8970555555555553,62.483593333333332,2,null,null,null,null,null,null,null,null,null,18,18,-17,-20,null,0.33583636363636366,23,null,null,0.184]
[23,0.184,0.33583636363636366,0,0.45999999999999996,1.2314000000000001,1.6914,0,1.2289955555555556,2.9203955555555554,59.586537777777778,1.92,null,null,null,null,null,null,null,null,null,19,19,-18,-21,null,0.34069090909090916,24,null,null,0.192]
[22,0.192,0.34069090909090916,0,0.48,1.2492000000000001,1.7292000000000001,0,1.2138755555555554,2.9430755555555557,56.66614222222222,1.83,null,null,null,null,null,null,null,null,null,20,20,-19,-22,null,0.34527272727272729,25,4.0000000000000001E-3,1,0.192]
[21,0.192,0.34527272727272729,4.0000000000000001E-3,0.48,1.266,1.746,0,1.2071555555555555,2.9531555555555555,53.723066666666668,1.75,null,null,null,null,null,null,null,null,null,21,21,-20,-23,null,0.34960909090909092,26,3.1E-2,2,0.2]
[20,0.2,0.34960909090909092,3.1E-2,0.5,1.2819,1.7819,0,1.1927955555555554,2.9746955555555554,50.769911111111114,1.67,null,null,null,null,null,null,null,null,null,22,22,{"$f":"X65-1","v":-21},-24,null,0.35370000000000001,27,0.06,3,0.20799999999999999]
[19,0.20799999999999999,0.35370000000000001,0.06,0.52,1.2968999999999999,1.8169,0,1.1787955555555554,2.9956955555555553,47.795215555555558,1.58,null,null,null,null,null,null,null,null,null,23,23,-22,-25,null,0.35757272727272726,28,7.2999999999999995E-2,4,0.20799999999999999]
[18,0.20799999999999999,0.35757272727272726,7.2999999999999995E-2,0.52,1.3110999999999999,1.8310999999999999,0,1.1731155555555555,3.0042155555555556,44.799520000000001,1.5,null,null,null,null,null,null,null,null,null,24,24,-23,-26,null,0.36120000000000002,29,8.1000000000000003E-2,5,0.216]
[17,0.216,0.36120000000000002,8.1000000000000003E-2,0.54,1.3244,1.8644000000000001,0,1.1597955555555555,3.0241955555555555,41.795304444444447,1.42,null,null,null,null,null,null,null,null,null,25,25,-24,-27,null,0.36463636363636365,30,8.5000000000000006E-2,6,0.224]
[16,0.224,0.36463636363636365,8.5000000000000006E-2,0.56000000000000005,1.337,1.897,0,1.1467555555555555,3.0437555555555553,38.77110888888889,1.33,null,null,null,null,null,null,null,null,null,26,26,-25,-28,null,0.36785454545454549,31,8.8999999999999996E-2,7,0.23200000000000001]
[15,0.23200000000000001,0.36785454545454549,8.8999999999999996E-2,0.58000000000000007,1.3488,1.9288000000000001,0,1.1340355555555555,3.0628355555555555,35.727353333333333,1.25,null,null,null,null,null,null,null,null,null,27,27,-26,-29,null,0.37090909090909097,32,9.2999999999999999E-2,8,0.23200000000000001]
[14,0.23200000000000001,0.37090909090909097,9.2999999999999999E-2,0.58000000000000007,1.36,1.9400000000000002,0,1.1295555555555552,3.0695555555555556,32.664517777777775,1.17,null,null,null,null,null,null,null,null,null,28,28,-27,{"$f":"Y71-1","v":-30},null,0.3737454545454546,33,9.5000000000000001E-2,9,0.24]
[13,0.24,0.3737454545454546,9.5000000000000001E-2,0.6,1.3704000000000001,1.9704000000000002,0,1.1173955555555553,3.0877955555555552,29.594962222222222,1.08,null,null,null,null,null,null,null,null,null,29,29,-28,-31,null,0.37641818181818187,34,9.7000000000000003E-2,10,0.24]
[12,0.24,0.37641818181818187,9.7000000000000003E-2,0.6,1.3802000000000001,1.9802,0,1.1134755555555553,3.0936755555555555,26.507166666666667,1,null,null,null,null,null,null,null,null,null,30,30,-29,-32,null,0.37895454545454543,35,9.9000000000000005E-2,11,0.248]
[11,0.248,0.37895454545454543,9.9000000000000005E-2,0.62,1.3895,2.0095000000000001,0,1.1017555555555554,3.1112555555555552,23.41349111111111,0.92,null,null,null,null,null,null,null,null,null,31,31,-30,-33,null,0.38121818181818179,36,0.106,12,0.27200000000000002]
[10,0.27200000000000002,0.38121818181818179,0.106,{"$f":"IF(A76<=0,\"\",B76*$R$35)","v":0.68},1.3977999999999999,2.0777999999999999,0,{"$f":"IF(A76<=0,\"\",((H$22*1/12)-F76-E76-H76)*S$42)","v":1.0744355555555554},3.1522355555555555,20.302235555555555,0.83,null,null,null,null,null,null,null,null,null,32,32,-31,{"$f":"Y75-1","v":-34}]
[{"$f":"IF(V75=0,0,IF(A76=\" \",\"\",A76-1))","v":9},0,0,0,0,0,0,0,1.9055555555555554,1.9055555555555554,17.149999999999999,0.75,null,null,null,null,null,null,null,null,null,33,33,-32,-35]
[{"$f":"IF(V85=0,0,IF(A77=\" \",\"\",A77-1))","v":8},0,0,0,0,0,0,0,1.9055555555555554,1.9055555555555554,15.244444444444442,0.67,null,null,null,null,null,null,null,null,null,34,34,-33,-36]
[7,0,0,0,0,0,0,0,1.9055555555555554,1.9055555555555554,13.338888888888887,0.57999999999999996,null,null,null,null,null,null,null,null,null,35,35,-34,{"$f":"Y78-1","v":-37}]
[6,0,0,0,0,0,0,0,1.9055555555555554,1.9055555555555554,11.433333333333332,0.5,null,null,null,null,null,null,null,null,null,36,36,-35,-38]
[5,0,0,0,0,0,0,0,1.9055555555555554,1.9055555555555554,9.5277777777777768,0.42,null,null,null,null,null,null,null,null,null,-1,37,-36,-39]
[4,0,0,0,0,0,0,0,1.9055555555555554,1.9055555555555554,7.6222222222222218,0.33,null,null,null,null,null,null,null,null,null,-1,38,{"$f":"X81-1","v":-37},-40]
[3,0,0,0,0,0,0,0,1.9055555555555554,1.9055555555555554,5.7166666666666668,0.25,null,null,null,null,null,null,null,null,null,-1,39,-38,-41]
[2,0,0,0,0,0,0,0,1.9055555555555554,1.9055555555555554,3.8111111111111109,0.17,null,null,null,null,null,null,null,null,null,-1,40,-39,-42]
[1,0,0,0,0,0,0,0,1.9055555555555554,1.9055555555555554,1.9055555555555554,0.08,null,null,null,null,null,null,null,null,null,-1,41,-40,-43]
[0,"","","","","",0,"","",""," ","",null,null,null,null,null,null,null,null,null,-1,42,-41,-44]
[-1,"","","","","","","","",""," ","",null,null,null,null,null,null,null,null,null,-1,43,-42,-45]
[-2,"","","","","","","","",""," ","",null,null,null,null,null,null,null,null,null,-1,44,-43,-46]
[-3,"","","","","","","","",""," ","",null,null,null,null,null,null,null,null,null,-1,45,-44,-47]
[-4,"","","","","","","","",""," ","",null,null,null,null,null,null,null,null,null,-1,46,-45,-48]
[-5,"","","","","","","","",""," ","",null,null,null,null,null,null,null,null,null,-1,47,-46,-49]
[-6,"","","","","","","","",""," ","",null,null,null,null,null,null,null,null,null,-1,48,-47,-50]
[-7,{"$f":"IF(A93<=0,\"\",IF(V97>=1,LOOKUP(V97,AB$28:AB$75,AE$28:AE$60),0))","v":""},{"$f":"IF(A93<=0,\"\",IF(V97>=1,LOOKUP(V97,AB$28:AB$75,AA$28:AA$75),0))","v":""},"","",{"$f":"IF(A93<=0,\"\",C93*$R$34)","v":""},"","",{"$f":"IF(A93<=0,\"\",((H$22*1/12)-F93-E93-H93)*S$42)","v":""},""," ",{"$f":"IF(A93<=0,\"\",ROUND($H$23+(A93/12),2))","v":""},null,null,null,null,null,null,null,null,null,-1,49,-48,-51]
[{"$f":"IF(V97=0,0,IF(A93=\" \",\"\",A93-1))","v":-8},"","",{"$f":"IF(A94<=0,\"\",IF(V98>=25,LOOKUP(V98,AB$64:AB$75,AC$64:AC$75),0))","v":""},{"$f":"IF(A94<=0,\"\",B94*$R$35)","v":""},"",{"$f":"IF(A94=0,0,IF(A94<0,\"\",E94+F94))","v":""},{"$f":"IF(A94<=0,\"\",D94*$R$36)","v":""},"",{"$f":"IF(A94<=0,\"\",E94+F94+I94+H94)","v":""},{"$f":"IF(A94<=0,\" \",IF(A94=1,I94,J94+K95))","v":" "},"",null,null,null,null,null,null,null,null,null,-1,50,-49,-52]
[-9,"","","","","","","","",""," ","",null,null,null,null,null,null,null,null,null,-1,51,-50,-53]
[-10,"","","","","","","","",""," ","",null,null,null,null,null,null,null,null,null,-1,52,-51,-54]
[-11,"","","","","","","","",""," ","",null,null,null,null,null,null,null,null,null,-1,53,-52,-55]
[-12,"","","","","","","","",""," ","",null,null,null,null,null,null,null,null,null,{"$f":"IF(AND(V97>=1,V97<35),V97+1,IF(X98=0,1,IF(V97=35,V97+1,-1)))","v":-1},54,{"$f":"X97-1","v":-53},-56]
[-13,"","","","","","","","",""," ","",null,null,null,null,null,null,null,null,null,-1,55,-54,-57]
[-14,"","","","","","","","",""," ","",null,null,null,null,null,null,null,null,null,-1,56,-55,-58]
[-15,"","","","","","","","",""," ","",null,null,null,null,null,null,null,null,null,-1,57,-56,-59]
[-16,"","","","","","","","",""," ","",null,null,null,null,null,null,null,null,null,-1,{"$f":"IF(W101>=1,W101+1,IF(X102=0,1,-1))","v":58},-57,-60]
[-17,"","","","","","","","",""," ","",null,null,null,null,null,null,null,null,null,-1,59,-58,-61]
[-18,"","","","","","","","",""," ","",null,null,null,null,null,null,null,null,null,-1,60,-59,-62]
[-19,"","","","","","","","",""," ","",null,null,null,null,null,null,null,null,null,{"$f":"IF(AND(V104>=1,V104<47),V104+1,IF(X105=0,1,IF(V104=47,V104+1,-1)))","v":-1},61,-60,-63]
[-20,"","","","","","","","",""," ","",null,null,null,null,null,null,null,null,null,-1,62,-61,-64]
[-21,"","","","","","","","",""," ","",null,null,null,null,null,null,null,null,null,-1,63,-62,-65]
[-22,"","","","","","","","",""," ","",null,null,null,null,null,null,null,null,null,-1,64,-63,-66]
[-23,"","","","","","","","",""," ","",null,null,null,null,null,null,null,null,null,-1,65,-64,-67]
[-24,"","","","","","","","",""," ","",null,null,null,null,null,null,null,null,null,-1,66,-65,-68]
[-25,"","","","","","","","",""," ","",null,null,null,null,null,null,null,null,null,-1,67,-66,-69]
[-26,"","","","","","","","",""," ","",null,null,null,null,null,null,null,null,null,-1,68,-67,-70]
[-27,"","","","","","","","",""," ","",null,null,null,null,null,null,null,null,null,-1,69,-68,-71]
[-28,"","","","","","","","",""," ","",null,null,null,null,null,null,null,null,null,-1,70,{"$f":"X113-1","v":-69},-72]
[-29,"","","","","","","","",""," ","",null,null,null,null,null,null,null,null,null,-1,71,-70,-73]
[-30,"","","","","","","","",""," ","",null,null,null,null,null,null,null,null,null,-1,72,-71,-74]
[-31,"","","","","","","","",""," ","",null,null,null,null,null,null,null,null,null,-1,73,-72,-75]
[-32,"","","","","","","","",""," ","",null,null,null,null,null,null,null,null,null,-1,74,-73,-76]
[-33,"","","","","","","","",""," ","",null,null,null,null,null,null,null,null,null,-1,75,-74,-77]
[-34,"","","","","","","","",""," ","",null,null,null,null,null,null,null,null,null,-1,76,-75,-78]
[-35,"","","","","","","","",""," ","",null,null,null,null,null,null,null,null,null,-1,77,-76,-79]
[-36,"","","","","","","","",""," ","",null,null,null,null,null,null,null,null,null,-1,78,-77,-80]
[-37,"","","","","","","","",""," ","",null,null,null,null,null,null,null,null,null,-1,79,-78,-81]
[-38,"","","","","","","","",""," ","",null,null,null,null,null,null,null,null,null,-1,80,-79,-82]
[-39,"","","","","","","","",""," ","",null,null,null,null,null,null,null,null,null,-1,81,-80,-83]
[-40,"","","","","","","","",""," ","",null,null,null,null,null,null,null,null,null,-1,82,-81,-84]
[-41,"","","","","","","","",""," ","",null,null,null,null,null,null,null,null,null,-1,83,-82,-85]
[-42,"","","","","","","","",""," ","",null,null,null,null,null,null,null,null,null,-1,84,-83,-86]
[-43,"","","","","","","","",""," ","",null,null,null,null,null,null,null,null,null,-1,85,-84,-87]
[-44,"","","","","","","","",""," ","",null,null,null,null,null,null,null,null,null,-1,86,{"$f":"X129-1","v":-85},-88]
[-45,"","","","","","","","",""," ","",null,null,null,null,null,null,null,null,null,-1,87,-86,-89]
[-46,"","","","","","","","",""," ","",null,null,null,null,null,null,null,null,null,-1,88,-87,-90]
[-47,"","","","","","","","",""," ","",null,null,null,null,null,null,null,null,null,-1,89,-88,-91]
[-48,"","","","","","","","",""," ","",null,null,null,null,null,null,null,null,null,-1,90,-89,-92]
[-49,"","","","","","","","",""," ","",null,null,null,null,null,null,null,null,null,-1,91,-90,-93]
[-50,"","","","","","","","",""," ","",null,null,null,null,null,null,null,null,null,-1,92,-91,-94]
[-51,"","","","","","","","",""," ","",null,null,null,null,null,null,null,null,null,-1,93,-92,-95]
[-52,"","","","","","","","",""," ","",null,null,null,null,null,null,null,null,null,-1,94,-93,-96]
[-53,"","","","","","","","",""," ","",null,null,null,null,null,null,null,null,null,-1,95,-94,-97]
[-54,"","","","","","","","",""," ","",null,null,null,null,null,null,null,null,null,-1,96,-95,-98]
[-55,"","","","","","","","",""," ","",null,null,null,null,null,null,null,null,null,-1,97,-96,-99]
[-56,"","","","","","","","",""," ","",null,null,null,null,null,null,null,null,null,-1,98,-97,-100]
[-57,"","","","","","","","",""," ","",null,null,null,null,null,null,null,null,null,-1,99,-98,-101]
[-58,"","","","","","","","",""," ","",null,null,null,null,null,null,null,null,null,-1,100,-99,-102]
[-59,"","","","","","","","",""," ","",null,null,null,null,null,null,null,null,null,-1,101,-100,-103]
[-60,"","","","","","","","",""," ","",null,null,null,null,null,null,null,null,null,-1,102,{"$f":"X145-1","v":-101},-104]
[-61,"","","","","","","","",""," ","",null,null,null,null,null,null,null,null,null,-1,103,-102,-105]
[-62,"","","","","","","","",""," ","",null,null,null,null,null,null,null,null,null,-1,104,-103,-106]
[-63,"","","","","","","","",""," ","",null,null,null,null,null,null,null,null,null,-1,105,-104,-107]
[-64,"","","","","","","","",""," ","",null,null,null,null,null,null,null,null,null,-1,106,-105,-108]
[-65,"","","","","",null,"","",""," ","",null,null,null,null,null,null,null,null,null,-1,107,-106,-109]
[-66,"","","","","",null,"","",""," ","",null,null,null,null,null,null,null,null,null,-1,108,-107,-110]
[-67,"","","","","",null,"","",""," ","",null,null,null,null,null,null,null,null,null,-1,109,-108,-111]
[-68,"","","","","",null,"","",""," ","",null,null,null,null,null,null,null,null,null,-1,110,-109,-112]
[null,null,null,"",null,null,null,null,null,null,null,null,null,null,null,null,null,null,null,null,null,-1,111,-110,-113]
[null,null,null,"",null,null,null,null,null,null,null,null,null,null,null,null,null,null,null,null,null,-1,112,-111,-114]
[null,null,null,"",null,null,null,null,null,null,null,null,null,null,null,null,null,null,null,null,null,-1,113,-112,-115]
[null,null,null,{"$f":"IF(A158<=0,\"\",IF(V162>=25,LOOKUP(V162,AB$64:AB$75,AC$64:AC$75),0))","v":""},null,null,null,null,null,null,null,null,null,null,null,null,null,null,null,null,null,-1,114,-113,-116]
[null,null,null,"",null,null,null,null,null,null,null,null,null,null,null,null,null,null,null,null,null,-1,115,-114,-117]
[null,null,null,"",null,null,null,null,null,null,null,null,null,null,null,null,null,null,null,null,null,-1,116,-115,-118]
[null,null,null,"",null,null,null,null,null,null,null,null,null,null,null,null,null,null,null,null,null,-1,117,-116,-119]
[null,null,null,"",null,null,null,null,null,null,null,null,null,null,null,null,null,null,null,null,null,-1,118,{"$f":"X161-1","v":-117},-120]
[null,null,null,"",null,null,null,null,null,null,null,null,null,null,null,null,null,null,null,null,null,-1,119,-118,-121]
[null,null,null,"",null,null,null,null,null,null,null,null,null,null,null,null,null,null,null,null,null,-1,120,-119,-122]
[null,null,null,"",null,null,null,null,null,null,null,null,null,null,null,null,null,null,null,null,null,-1,121,-120,-123]
[null,null,null,"",null,null,null,null,null,null,null,null,null,null,null,null,null,null,null,null,null,-1,{"$f":"IF(W165>=1,W165+1,IF(X166=0,1,-1))","v":122},-121,-124]
[null,null,null,"",null,null,null,null,null,null,null,null,null,null,null,null,null,null,null,null,null,-1,123,-122,-125]
[null,null,null,"",null,null,null,null,null,null,null,null,null,null,null,null,null,null,null,null,null,-1,124,-123,-126]
[null,null,null,"",null,null,null,null,null,null,null,null,null,null,null,null,null,null,null,null,null,{"$f":"IF(AND(V168>=1,V168<47),V168+1,IF(X169=0,1,IF(V168=47,V168+1,-1)))","v":-1},125,-124,-127]
[null,null,null,"",null,null,null,null,null,null,null,null,null,null,null,null,null,null,null,null,null,-1,126,-125,-128]
[null,null,null,"",null,null,null,null,null,null,null,null,null,null,null,null,null,null,null,null,null,-1,127,-126,-129]
[null,null,null,"",null,null,null,null,null,null,null,null,null,null,null,null,null,null,null,null,null,-1,128,-127,-130]
[null,null,null,"",null,null,null,null,null,null,null,null,null,null,null,null,null,null,null,null,null,-1,129,-128,-131]
[null,null,null,"",null,null,null,null,null,null,null,null,null,null,null,null,null,null,null,null,null,-1,130,-129,-132]
[null,null,null,"",null,null,null,null,null,null,null,null,null,null,null,null,null,null,null,null,null,-1,131,-130,-133]
[null,null,null,"",null,null,null,null,null,null,null,null,null,null,null,null,null,null,null,null,null,-1,132,-131,-134]
[null,null,null,"",null,null,null,null,null,null,null,null,null,null,null,null,null,null,null,null,null,-1,133,-132,-135]
[null,null,null,"",null,null,null,null,null,null,null,null,null,null,null,null,null,null,null,null,null,-1,134,{"$f":"X177-1","v":-133},-136]
[null,null,null,"",null,null,null,null,null,null,null,null,null,null,null,null,null,null,null,null,null,-1,135,-134,-137]
[null,null,null,"",null,null,null,null,null,null,null,null,null,null,null,null,null,null,null,null,null,-1,136,-135,-138]
[null,null,null,"",null,null,null,null,null,null,null,null,null,null,null,null,null,null,null,null,null,-1,137,-136,-139]
[null,null,null,"",null,null,null,null,null,null,null,null,null,null,null,null,null,null,null,null,null,-1,138,-137,-140]
[null,null,null,"",null,null,null,null,null,null,null,null,null,null,null,null,null,null,null,null,null,-1,139,-138,-141]
[null,null,null,"",null,null,null,null,null,null,null,null,null,null,null,null,null,null,null,null,null,-1,140,-139,-142]
[null,null,null,"",null,null,null,null,null,null,null,null,null,null,null,null,null,null,null,null,null,-1,141,-140,-143]
[null,null,null,"",null,null,null,null,null,null,null,null,null,null,null,null,null,null,null,null,null,-1,142,-141,-144]
[null,null,null,"",null,null,null,null,null,null,null,null,null,null,null,null,null,null,null,null,null,-1,143,-142,-145]
[null,null,null,"",null,null,null,null,null,null,null,null,null,null,null,null,null,null,null,null,null,-1,144,-143,-146]
[null,null,null,"",null,null,null,null,null,null,null,null,null,null,null,null,null,null,null,null,null,-1,145,-144,-147]
[null,null,null,"",null,null,null,null,null,null,null,null,null,null,null,null,null,null,null,null,null,-1,146,-145,-148]
[null,null,null,"",null,null,null,null,null,null,null,null,null,null,null,null,null,null,null,null,null,-1,147,-146,-149]
[null,null,null,"",null,null,null,null,null,null,null,null,null,null,null,null,null,null,null,null,null,-1,148,-147,-150]
[null,null,null,"",null,null,null,null,null,null,null,null,null,null,null,null,null,null,null,null,null,-1,149,-148,-151]
[null,null,null,"",null,null,null,null,null,null,null,null,null,null,null,null,null,null,null,null,null,-1,150,{"$f":"X193-1","v":-149},-152]
[null,null,null,"",null,null,null,null,null,null,null,null,null,null,null,null,null,null,null,null,null,-1,151,-150,-153]
[null,null,null,"",null,null,null,null,null,null,null,null,null,null,null,null,null,null,null,null,null,-1,152,-151,-154]
[null,null,null,"",null,null,null,null,null,null,null,null,null,null,null,null,null,null,null,null,null,-1,153,-152,-155]
[null,null,null,"",null,null,null,null,null,null,null,null,null,null,null,null,null,null,null,null,null,-1,154,-153,-156]
[null,null,null,"",null,null,null,null,null,null,null,null,null,null,null,null,null,null,null,null,null,-1,155,-154,-157]
[null,null,null,"",null,null,null,null,null,null,null,null,null,null,null,null,null,null,null,null,null,-1,156,-155,-158]
[null,null,null,"",null,null,null,null,null,null,null,null,null,null,null,null,null,null,null,null,null,-1,157,-156,-159]
[null,null,null,"",null,null,null,null,null,null,null,null,null,null,null,null,null,null,null,null,null,-1,158,-157,-160]
[null,null,null,"",null,null,null,null,null,null,null,null,null,null,null,null,null,null,null,null,null,-1,159,-158,-161]
[null,null,null,"",null,null,null,null,null,null,null,null,null,null,null,null,null,null,null,null,null,-1,160,-159,-162]
[null,null,null,"",null,null,null,null,null,null,null,null,null,null,null,null,null,null,null,null,null,-1,161,-160,-163]
[null,null,null,"",null,null,null,null,null,null,null,null,null,null,null,null,null,null,null,null,null,-1,162,-161,-164]
[null,null,null,"",null,null,null,null,null,null,null,null,null,null,null,null,null,null,null,null,null,-1,163,-162,-165]
[null,null,null,"",null,null,null,null,null,null,null,null,null,null,null,null,null,null,null,null,null,-1,164,-163,-166]
[null,null,null,"",null,null,null,null,null,null,null,null,null,null,null,null,null,null,null,null,null,-1,165,-164,-167]
[null,null,null,"",null,null,null,null,null,null,null,null,null,null,null,null,null,null,null,null,null,-1,166,{"$f":"X209-1","v":-165},-168]
[null,null,null,"",null,null,null,null,null,null,null,null,null,null,null,null,null,null,null,null,null,-1,167,-166,-169]
[null,null,null,"",null,null,null,null,null,null,null,null,null,null,null,null,null,null,null,null,null,-1,168,-167,-170]
[null,null,null,"",null,null,null,null,null,null,null,null,null,null,null,null,null,null,null,null,null,-1,169,-168,-171]
[null,null,null,"",null,null,null,null,null,null,null,null,null,null,null,null,null,null,null,null,null,-1,170,-169,-172]
[null,null,null,"",null,null,null,null,null,null,null,null,null,null,null,null,null,null,null,null,null,-1,171,-170,-173]
[null,null,null,"",null,null,null,null,null,null,null,null,null,null,null,null,null,null,null,null,null,-1,172,-171,-174]
[null,null,null,"",null,null,null,null,null,null,null,null,null,null,null,null,null,null,null,null,null,-1,173,-172,-175]
[null,null,null,"",null,null,null,null,null,null,null,null,null,null,null,null,null,null,null,null,null,-1,174,-173,-176]
[null,null,null,"",null,null,null,null,null,null,null,null,null,null,null,null,null,null,null,null,null,-1,175,-174,-177]
[null,null,null,"",null,null,null,null,null,null,null,null,null,null,null,null,null,null,null,null,null,-1,176,-175,-178]
[null,null,null,"",null,null,null,null,null,null,null,null,null,null,null,null,null,null,null,null,null,-1,177,-176,-179]
[null,null,null,{"$f":"IF(A222<=0,\"\",IF(V226>=25,LOOKUP(V226,AB$64:AB$75,AC$64:AC$75),0))","v":""},null,null,null,null,null,null,null,null,null,null,null,null,null,null,null,null,null,-1,178,-177,-180]
[null,null,null,"",null,null,null,null,null,null,null,null,null,null,null,null,null,null,null,null,null,-1,179,-178,-181]
[null,null,null,"",null,null,null,null,null,null,null,null,null,null,null,null,null,null,null,null,null,-1,180,-179,-182]
[null,null,null,"",null,null,null,null,null,null,null,null,null,null,null,null,null,null,null,null,null,-1,181,-180,-183]
[null,null,null,"",null,null,null,null,null,null,null,null,null,null,null,null,null,null,null,null,null,-1,182,{"$f":"X225-1","v":-181},-184]
[null,null,null,"",null,null,null,null,null,null,null,null,null,null,null,null,null,null,null,null,null,-1,183,-182,-185]
[null,null,null,"",null,null,null,null,null,null,null,null,null,null,null,null,null,null,null,null,null,-1,184,-183,-186]
[null,null,null,"",null,null,null,null,null,null,null,null,null,null,null,null,null,null,null,null,null,-1,185,-184,-187]
[null,null,null,"",null,null,null,null,null,null,null,null,null,null,null,null,null,null,null,null,null,-1,{"$f":"IF(W229>=1,W229+1,IF(X230=0,1,-1))","v":186},-185,-188]
[null,null,null,"",null,null,null,null,null,null,null,null,null,null,null,null,null,null,null,null,null,-1,187,-186,-189]
[null,null,null,"",null,null,null,null,null,null,null,null,null,null,null,null,null,null,null,null,null,-1,188,-187,-190]
[null,null,null,"",null,null,null,null,null,null,null,null,null,null,null,null,null,null,null,null,null,{"$f":"IF(AND(V232>=1,V232<47),V232+1,IF(X233=0,1,IF(V232=47,V232+1,-1)))","v":-1},189,-188,-191]
[null,null,null,"",null,null,null,null,null,null,null,null,null,null,null,null,null,null,null,null,null,-1,190,-189,-192]
[null,null,null,"",null,null,null,null,null,null,null,null,null,null,null,null,null,null,null,null,null,-1,191,-190,-193]
[null,null,null,"",null,null,null,null,null,null,null,null,null,null,null,null,null,null,null,null,null,-1,192,-191,-194]
[null,null,null,"",null,null,null,null,null,null,null,null,null,null,null,null,null,null,null,null,null,-1,193,-192,-195]
[null,null,null,"",null,null,null,null,null,null,null,null,null,null,null,null,null,null,null,null,null,-1,194,-193,-196]
[null,null,null,"",null,null,null,null,null,null,null,null,null,null,null,null,null,null,null,null,null,-1,195,-194,-197]
[null,null,null,"",null,null,null,null,null,null,null,null,null,null,null,null,null,null,null,null,null,-1,196,-195,-198]
[null,null,null,"",null,null,null,null,null,null,null,null,null,null,null,null,null,null,null,null,null,-1,197,-196,-199]
[null,null,null,"",null,null,null,null,null,null,null,null,null,null,null,null,null,null,null,null,null,-1,198,{"$f":"X241-1","v":-197},-200]
[null,null,null,"",null,null,null,null,null,null,null,null,null,null,null,null,null,null,null,null,null,-1,199,-198,-201]
[null,null,null,"",null,null,null,null,null,null,null,null,null,null,null,null,null,null,null,null,null,-1,200,-199,-202]
[null,null,null,"",null,null,null,null,null,null,null,null,null,null,null,null,null,null,null,null,null,-1,201,-200,-203]
[null,null,null,"",null,null,null,null,null,null,null,null,null,null,null,null,null,null,null,null,null,-1,202,-201,-204]
[null,null,null,"",null,null,null,null,null,null,null,null,null,null,null,null,null,null,null,null,null,-1,203,-202,-205]
[null,null,null,"",null,null,null,null,null,null,null,null,null,null,null,null,null,null,null,null,null,-1,204,-203,-206]
[null,null,null,"",null,null,null,null,null,null,null,null,null,null,null,null,null,null,null,null,null,-1,205,-204,-207]
[null,null,null,"",null,null,null,null,null,null,null,null,null,null,null,null,null,null,null,null,null,-1,206,-205,-208]
[null,null,null,"",null,null,null,null,null,null,null,null,null,null,null,null,null,null,null,null,null,-1,207,-206,-209]
[null,null,null,"",null,null,null,null,null,null,null,null,null,null,null,null,null,null,null,null,null,-1,208,-207,-210]
[null,null,null,"",null,null,null,null,null,null,null,null,null,null,null,null,null,null,null,null,null,-1,209,-208,-211]
[null,null,null,"",null,null,null,null,null,null,null,null,null,null,null,null,null,null,null,null,null,-1,210,-209,-212]
[null,null,null,"",null,null,null,null,null,null,null,null,null,null,null,null,null,null,null,null,null,-1,211,-210,-213]
[null,null,null,"",null,null,null,null,null,null,null,null,null,null,null,null,null,null,null,null,null,-1,212,-211,-214]
[null,null,null,"",null,null,null,null,null,null,null,null,null,null,null,null,null,null,null,null,null,-1,213,-212,-215]
[null,null,null,"",null,null,null,null,null,null,null,null,null,null,null,null,null,null,null,null,null,-1,214,{"$f":"X257-1","v":-213},-216]
[null,null,null,"",null,null,null,null,null,null,null,null,null,null,null,null,null,null,null,null,null,-1,215,-214,-217]
[null,null,null,"",null,null,null,null,null,null,null,null,null,null,null,null,null,null,null,null,null,-1,216,-215,-218]
[null,null,null,"",null,null,null,null,null,null,null,null,null,null,null,null,null,null,null,null,null,-1,217,-216,-219]
[null,null,null,"",null,null,null,null,null,null,null,null,null,null,null,null,null,null,null,null,null,-1,218,-217,-220]
[null,null,null,"",null,null,null,null,null,null,null,null,null,null,null,null,null,null,null,null,null,-1,219,-218,-221]
[null,null,null,"",null,null,null,null,null,null,null,null,null,null,null,null,null,null,null,null,null,-1,220,-219,-222]
[null,null,null,"",null,null,null,null,null,null,null,null,null,null,null,null,null,null,null,null,null,-1,221,-220,-223]
[null,null,null,"",null,null,null,null,null,null,null,null,null,null,null,null,null,null,null,null,null,-1,222,-221,-224]
[null,null,null,"",null,null,null,null,null,null,null,null,null,null,null,null,null,null,null,null,null,-1,223,-222,-225]
[null,null,null,"",null,null,null,null,null,null,null,null,null,null,null,null,null,null,null,null,null,-1,224,-223,-226]
[null,null,null,"",null,null,null,null,null,null,null,null,null,null,null,null,null,null,null,null,null,-1,225,-224,-227]
[null,null,null,"",null,null,null,null,null,null,null,null,null,null,null,null,null,null,null,null,null,-1,226,-225,-228]
[null,null,null,"",null,null,null,null,null,null,null,null,null,null,null,null,null,null,null,null,null,-1,227,-226,-229]
[null,null,null,"",null,null,null,null,null,null,null,null,null,null,null,null,null,null,null,null,null,-1,228,-227,-230]
[null,null,null,"",null,null,null,null,null,null,null,null,null,null,null,null,null,null,null,null,null,-1,229,-228,-231]
[null,null,null,"",null,null,null,null,null,null,null,null,null,null,null,null,null,null,null,null,null,-1,230,{"$f":"X273-1","v":-229},-232]
[null,null,null,"",null,null,null,null,null,null,null,null,null,null,null,null,null,null,null,null,null,-1,231,-230,-233]
[null,null,null,"",null,null,null,null,null,null,null,null,null,null,null,null,null,null,null,null,null,-1,232,-231,-234]
[null,null,null,"",null,null,null,null,null,null,null,null,null,null,null,null,null,null,null,null,null,-1,233,-232,-235]
[null,null,null,"",null,null,null,null,null,null,null,null,null,null,null,null,null,null,null,null,null,-1,234,-233,-236]
[null,null,null,"",null,null,null,null,null,null,null,null,null,null,null,null,null,null,null,null,null,-1,235,-234,-237]
[null,null,null,"",null,null,null,null,null,null,null,null,null,null,null,null,null,null,null,null,null,-1,236,-235,-238]
[null,null,null,"",null,null,null,null,null,null,null,null,null,null,null,null,null,null,null,null,null,-1,237,-236,-239]
[null,null,null,"",null,null,null,null,null,null,null,null,null,null,null,null,null,null,null,null,null,-1,238,-237,-240]
[null,null,null,"",null,null,null,null,null,null,null,null,null,null,null,null,null,null,null,null,null,-1,239,-238,-241]
[null,null,null,"",null,null,null,null,null,null,null,null,null,null,null,null,null,null,null,null,null,-1,240,-239,-242]
[null,null,null,"",null,null,null,null,null,null,null,null,null,null,null,null,null,null,null,null,null,-1,241,-240,-243]
[null,null,null,{"$f":"IF(A286<=0,\"\",IF(V290>=25,LOOKUP(V290,AB$64:AB$75,AC$64:AC$75),0))","v":""},null,null,null,null,null,null,null,null,null,null,null,null,null,null,null,null,null,-1,242,-241,-244]
[null,null,null,"",null,null,null,null,null,null,null,null,null,null,null,null,null,null,null,null,null,-1,243,-242,-245]
[null,null,null,"",null,null,null,null,null,null,null,null,null,null,null,null,null,null,null,null,null,-1,244,-243,-246]
[null,null,null,"",null,null,null,null,null,null,null,null,null,null,null,null,null,null,null,null,null,-1,245,-244,-247]
[null,null,null,"",null,null,null,null,null,null,null,null,null,null,null,null,null,null,null,null,null,-1,246,{"$f":"X289-1","v":-245},-248]
[null,null,null,"",null,null,null,null,null,null,null,null,null,null,null,null,null,null,null,null,null,-1,247,-246,-249]
[null,null,null,"",null,null,null,null,null,null,null,null,null,null,null,null,null,null,null,null,null,-1,248,-247,-250]
[null,null,null,"",null,null,null,null,null,null,null,null,null,null,null,null,null,null,null,null,null,-1,249,-248,-251]
[null,null,null,"",null,null,null,null,null,null,null,null,null,null,null,null,null,null,null,null,null,-1,{"$f":"IF(W293>=1,W293+1,IF(X294=0,1,-1))","v":250},-249,-252]
[null,null,null,"",null,null,null,null,null,null,null,null,null,null,null,null,null,null,null,null,null,-1,251,-250,-253]
[null,null,null,"",null,null,null,null,null,null,null,null,null,null,null,null,null,null,null,null,null,-1,252,-251,-254]
[null,null,null,"",null,null,null,null,null,null,null,null,null,null,null,null,null,null,null,null,null,{"$f":"IF(AND(V296>=1,V296<47),V296+1,IF(X297=0,1,IF(V296=47,V296+1,-1)))","v":-1},253,-252,-255]
[null,null,null,"",null,null,null,null,null,null,null,null,null,null,null,null,null,null,null,null,null,-1,254,-253,-256]
[null,null,null,"",null,null,null,null,null,null,null,null,null,null,null,null,null,null,null,null,null,-1,255,-254,-257]
[null,null,null,"",null,null,null,null,null,null,null,null,null,null,null,null,null,null,null,null,null,-1,256,-255,-258]
[null,null,null,"",null,null,null,null,null,null,null,null,null,null,null,null,null,null,null,null,null,-1,257,-256,-259]
[null,null,null,"",null,null,null,null,null,null,null,null,null,null,null,null,null,null,null,null,null,-1,258,-257,-260]
[null,null,null,"",null,null,null,null,null,null,null,null,null,null,null,null,null,null,null,null,null,-1,259,-258,-261]
[null,null,null,"",null,null,null,null,null,null,null,null,null,null,null,null,null,null,null,null,null,-1,260,-259,-262]
[null,null,null,"",null,null,null,null,null,null,null,null,null,null,null,null,null,null,null,null,null,-1,261,-260,-263]
[null,null,null,"",null,null,null,null,null,null,null,null,null,null,null,null,null,null,null,null,null,-1,262,{"$f":"X305-1","v":-261},-264]
[null,null,null,"",null,null,null,null,null,null,null,null,null,null,null,null,null,null,null,null,null,-1,263,-262,-265]
[null,null,null,"",null,null,null,null,null,null,null,null,null,null,null,null,null,null,null,null,null,-1,264,-263,-266]
[null,null,null,"",null,null,null,null,null,null,null,null,null,null,null,null,null,null,null,null,null,-1,265,-264,-267]
[null,null,null,"",null,null,null,null,null,null,null,null,null,null,null,null,null,null,null,null,null,-1,266,-265,-268]
[null,null,null,"",null,null,null,null,null,null,null,null,null,null,null,null,null,null,null,null,null,-1,267,-266,-269]
[null,null,null,"",null,null,null,null,null,null,null,null,null,null,null,null,null,null,null,null,null,-1,268,-267,-270]
[null,null,null,"",null,null,null,null,null,null,null,null,null,null,null,null,null,null,null,null,null,-1,269,-268,-271]
[null,null,null,"",null,null,null,null,null,null,null,null,null,null,null,null,null,null,null,null,null,-1,270,-269,-272]
[null,null,null,"",null,null,null,null,null,null,null,null,null,null,null,null,null,null,null,null,null,-1,271,-270,-273]
[null,null,null,"",null,null,null,null,null,null,null,null,null,null,null,null,null,null,null,null,null,-1,272,-271,-274]
[null,null,null,"",null,null,null,null,null,null,null,null,null,null,null,null,null,null,null,null,null,-1,273,-272,-275]
[null,null,null,"",null,null,null,null,null,null,null,null,null,null,null,null,null,null,null,null,null,-1,274,-273,-276]
[null,null,null,"",null,null,null,null,null,null,null,null,null,null,null,null,null,null,null,null,null,-1,275,-274,-277]
[null,null,null,"",null,null,null,null,null,null,null,null,null,null,null,null,null,null,null,null,null,-1,276,-275,-278]
[null,null,null,"",null,null,null,null,null,null,null,null,null,null,null,null,null,null,null,null,null,-1,277,-276,-279]
[null,null,null,"",null,null,null,null,null,null,null,null,null,null,null,null,null,null,null,null,null,-1,278,{"$f":"X321-1","v":-277},-280]
[null,null,null,"",null,null,null,null,null,null,null,null,null,null,null,null,null,null,null,null,null,-1,279,-278,-281]
[null,null,null,"",null,null,null,null,null,null,null,null,null,null,null,null,null,null,null,null,null,-1,280,-279,-282]
[null,null,null,"",null,null,null,null,null,null,null,null,null,null,null,null,null,null,null,null,null,-1,281,-280,-283]
[null,null,null,"",null,null,null,null,null,null,null,null,null,null,null,null,null,null,null,null,null,-1,282,-281,-284]
[null,null,null,"",null,null,null,null,null,null,null,null,null,null,null,null,null,null,null,null,null,-1,283,-282,-285]
[null,null,null,"",null,null,null,null,null,null,null,null,null,null,null,null,null,null,null,null,null,-1,284,-283,-286]
[null,null,null,"",null,null,null,null,null,null,null,null,null,null,null,null,null,null,null,null,null,-1,285,-284,-287]
[null,null,null,"",null,null,null,null,null,null,null,null,null,null,null,null,null,null,null,null,null,-1,286,-285,-288]
[null,null,null,"",null,null,null,null,null,null,null,null,null,null,null,null,null,null,null,null,null,-1,287,-286,-289]
[null,null,null,"",null,null,null,null,null,null,null,null,null,null,null,null,null,null,null,null,null,-1,288,-287,-290]

{"sheet":"300HD-Imperial","index":9,"n_rows":332,"n_cols":31,"rows_kept":332,"cut":false,"hidden":true,"merged":[[9,0,9,8],[10,0,10,8],[11,0,11,8],[12,0,12,8],[25,0,25,11]]}
[]
[]
[]
[]
[]
[]
[]
[]
["Project Information:",null,null,null,null,null,null,"Date:",null,null,"Helpful Links:"]
[null,null,null,null,null,null,null,null,null,null,"www.cultec.com"]
[null,null,null,null,null,null,null,null,null,null,"StormGenie@cultec.com"]
[null,null,null,null,null,null,null,null,null,null,"Recharger 300HD"]
[null,null,null,null,null,null,null,null,null,null,"Recharger 300HD Submittal"]
[]
[]
["Number of Rows-",null,null,null,null,null,null,{"$f":"'Cumulative Volume- Imperial'!C10","v":1},"units"]
["Total number of chambers -",null,null,null,null,null,null,{"$f":"'Cumulative Volume- Imperial'!C11","v":1},"units"]
["HVLV FC-48 Feed Connectors -",null,null,null,null,null,null,{"$f":"'Cumulative Volume- Imperial'!N11","v":0},"units"]
["Stone Void -",null,null,null,null,null,null,{"$f":"'Cumulative Volume- Imperial'!C12","v":40},"%"]
["Stone Base -",null,null,null,null,null,null,{"$f":"'Cumulative Volume- Imperial'!C13","v":9},"inches",{"$f":"IF(H20<6,\"Min. of 6 Inches Required\",\"\")","v":""}]
["Stone Above Units -",null,null,null,null,null,null,{"$f":"'Cumulative Volume- Imperial'!C14","v":12},"inches",{"$f":"IF(H21<6,\"Min. of 6 Inches Required\",\"\")","v":""}]
["Area -",null,null,null,null,null,null,{"$f":"J22","v":66.770833333333329},"ft2",{"$f":"R37","v":66.770833333333329},"Min. Area Required "]
["Base of Stone Elevation- ",null,null,null,null,null,null,0,"ft",null,"Note: Min. Area required is based on"]
[null,null,null,null,null,null,null,null,null,null,"12\" around the system and typ. spacing"]
[]
["CULTEC Recharger 300HD Incremental Storage Volumes"]
["Height of System","Incremental Single Endcap","Incremental Single Chamber1","FC-48 Feed Connector single unit","End Cap Volume","Chamber Volume","Chamber & End Cap Vol","HVLV FC-48 Feed Connector Volume","Stone Volume","Cumulative Storage Volume","Total Cumulative Storage Volume","Elevation",null,null,null,null,null,null,"INSTALLED LENGTH",{"$f":"COUNTIF(X33:X86,\">0\")","v":12},null,null,null,null,null,null,null,null,null,null,"End cap vol per inch"]
["in","ft3","ft3","ft3","ft3","ft3","ft3","ft3","ft3","ft3","ft3","ft",null,null,null,"END CAP",null,{"$f":"H16*2","v":2},{"$f":"9.6/12","v":0.79999999999999993}]
[{"$f":"T40","v":51},{"$f":"IF(A29<=0,\"\",IF(V33>=1,LOOKUP(V33,AB$28:AB$75,AE$28:AE$60),0))","v":0},{"$f":"IF(A29<=0,\"\",IF(V33>=1,LOOKUP(V33,AB$28:AB$75,AA$28:AA$75),0))","v":0},{"$f":"IF(A29<=0,\"\",IF(V33>=25,LOOKUP(V33,AB$64:AB$75,AC$58:AC$69),0))","v":0},{"$f":"IF(A29<=0,\"\",B29*$R$35)","v":0},{"$f":"IF(A29<=0,\"\",C29*$R$34)","v":0},{"$f":"IF(A29=0,0,IF(A29<0,\"\",E29+F29))","v":0},{"$f":"IF(A29<=0,\"\",D29*$R$36)","v":0},{"$f":"IF(A29<=0,\"\",((H$22*1/12)-F29-E29-H29)*S$42)","v":2.2256944444444442},{"$f":"IF(A29<=0,\"\",E29+F29+I29+H29)","v":2.2256944444444442},{"$f":"IF(A29<=0,\" \",IF(A29=1,I29,J29+K30))","v":153.36618011866682},{"$f":"IF(A29<=0,\"\",ROUND($H$23+(A29/12),2))","v":4.25},null,null,null,"CHAMBER",null,{"$f":"H17","v":1},{"$f":"85/12","v":7.083333333333333}]
[{"$f":"IF(V33=0,0,IF(A29=\" \",\"\",A29-1))","v":50},0,0,0,{"$f":"IF(A30<=0,\"\",B30*$R$35)","v":0},0,{"$f":"IF(A30=0,0,IF(A30<0,\"\",E30+F30))","v":0},{"$f":"IF(A30<=0,\"\",D30*$R$36)","v":0},2.2256944444444442,{"$f":"IF(A30<=0,\"\",E30+F30+I30+H30)","v":2.2256944444444442},{"$f":"IF(A30<=0,\" \",IF(A30=1,I30,J30+K31))","v":151.14048567422236},4.17,null,null,null,"STONE BORDER (FT.)",null,1]
[49,0,0,0,0,0,0,0,2.2256944444444442,2.2256944444444442,148.9147912297779,4.08,null,null,null,"CHAMBER SPACING (FT.)",null,0.5]
[48,0,0,0,0,0,0,0,2.2256944444444442,2.2256944444444442,146.68909678533345,4,null,null,null,"BED WIDTH",null,{"$f":"(H16*T43+(2*R30)-R31)","v":6.25},null,null,null,-1,-1,"above","base"]
[47,0,0,0,0,0,0,0,2.2256944444444442,2.2256944444444442,144.46340234088899,3.92,null,null,null,"BED LENGTH",null,{"$f":"((R38*S29)+(2*S28)+(R30*2))","v":10.683333333333334},null,null,null,{"$f":"IF(AND(V32>=1,V32<35),V32+1,IF(X33=0,1,IF(V32=35,V32+1,-1)))","v":-1},{"$f":"IF(W32>=1,W32+1,IF(X33=0,1,-1))","v":-1},{"$f":"H21","v":12},{"$f":"H20","v":9}]
[46,0,0,0,0,0,0,0,2.2256944444444442,2.2256944444444442,142.23770789644453,3.83,null,null,null,"FT OF CHAMBER -",null,{"$f":"(R29*S29)","v":7.083333333333333},null,null,null,{"$f":"IF(AND(V33>=1,V33<35),V33+1,IF(X34=0,1,IF(V33=35,V33+1,-1)))","v":-1},{"$f":"IF(W33>=1,W33+1,IF(X34=0,1,-1))","v":-1},{"$f":"X33-1","v":11},8]
[45,0,0,0,0,0,0,0,2.2256944444444442,2.2256944444444442,140.01201345200008,3.75,null,null,null,"FT OF END CAP-",null,{"$f":"(R28*S28)","v":1.5999999999999999},null,null,null,-1,{"$f":"IF(W34>=1,W34+1,IF(X35=0,1,-1))","v":-1},10,7]
[44,0,0,0,0,0,0,0,2.2256944444444442,2.2256944444444442,137.78631900755562,3.67,null,null,null,"FT OF FC CONNECTORS -",null,{"$f":"H18*R31","v":0},null,null,null,-1,{"$f":"IF(W35>=1,W35+1,IF(X36=0,1,-1))","v":-1},9,6]
[43,0,0,0,0,0,0,0,2.2256944444444442,2.2256944444444442,135.56062456311116,3.58,null,null,null,"Area (Sq. Ft.) -",null,{"$f":"R33*R32","v":66.770833333333329},null,null,null,-1,{"$f":"IF(W36>=1,W36+1,IF(X37=0,1,-1))","v":-1},8,5]
[42,0,0,0,0,0,0,0,2.2256944444444442,2.2256944444444442,133.3349301186667,3.5,null,null,null,{"$f":"H16","v":1},"ROW OF",{"$f":"H17/H16","v":1},null,null,null,-1,{"$f":"IF(W37>=1,W37+1,IF(X38=0,1,-1))","v":-1},7,4]
[41,0,0,0,0,0,0,0,2.2256944444444442,2.2256944444444442,131.10923567422225,3.42,null,null,null,null,null,null,null,"SYSTEM HEIGHT",null,-1,-1,6,3]
[40,0,0,0,0,0,0,0,2.2256944444444442,2.2256944444444442,128.88354122977779,3.33,null,null,null,null,null,null,null,{"$f":"H20+30+H21","v":51},null,-1,-1,5,2,null,8.1724771764697841E-3,1,null,null,0]
[39,0,8.1724771764697841E-3,0,0,5.7888379999994299E-2,5.7888379999994299E-2,0,2.2025390924444466,2.2604274724444409,126.65784678533333,3.25,null,null,null,null,null,null,"Stone Void",null,null,-1,-1,4,1,null,2.3534419764706629E-2,2,null,null,0]
[38,0,2.3534419764706629E-2,0,0,0.16670214000000527,0.16670214000000527,0,2.1590135884444424,2.3257157284444476,124.39741931288889,3.17,null,null,null,null,null,null,{"$f":"H19/100","v":0.4},"Design unit width",null,-1,-1,3,0,null,4.0463185411764406E-2,3,null,null,5.0000000000000044E-3]
[37,5.0000000000000044E-3,4.0463185411764406E-2,0,8.0000000000000071E-3,0.28661422999999786,0.29461422999999787,0,2.1078487524444451,2.402462982444443,122.07170358444444,3.08,null,null,null,null,null,null,null,{"$f":"(51+3+3)/12","v":4.75},null,-1,-1,2,-1,null,8.6265664941176365E-2,4,null,null,7.49999999999973E-3]
[36,7.49999999999973E-3,8.6265664941176365E-2,0,1.1999999999999567E-2,0.61104845999999924,0.6230484599999988,0,1.9764750604444448,2.5995235204444436,119.66924060199999,3,null,null,null,null,null,null,null,null,null,-1,-1,1,-2,null,0.11440829788235327,5,null,null,1.3750000000000153E-2]
[35,1.3750000000000153E-2,0.11440829788235327,0,2.2000000000000242E-2,0.81039211000000222,0.83239211000000246,0,1.8927376004444434,2.7251297104444459,117.06971708155554,2.92,null,null,null,null,null,null,null,null,null,1,1,0,-3,null,0.1353956202352937,6,null,null,2.3749999999999608E-2]
[34,2.3749999999999608E-2,0.1353956202352937,0,3.7999999999999368E-2,0.95905230999999702,0.99705230999999639,0,1.8268735204444457,2.8239258304444421,114.34458737111109,2.83,null,null,null,null,null,null,null,null,null,2,2,-1,-4,null,0.1528922583529416,7,null,null,3.5000000000000031E-2]
[33,3.5000000000000031E-2,0.1528922583529416,0,5.6000000000000043E-2,1.082986830000003,1.138986830000003,0,1.7700997124444431,2.9090865424444461,111.52066154066665,2.75,null,null,null,null,null,null,null,null,null,3,3,-2,-5,null,0.16767208094117639,8,null,null,4.6250000000000464E-2]
[32,4.6250000000000464E-2,0.16767208094117639,0,7.4000000000000732E-2,1.1876772399999993,1.26167724,0,1.7210235484444443,2.9827007884444443,108.61157499822221,2.67,null,null,null,null,null,null,null,null,null,4,4,-3,-6,null,0.17985409976470537,9,null,null,5.3749999999999638E-2]
[31,5.3749999999999638E-2,0.17985409976470537,0,8.599999999999941E-2,1.2739665399999964,1.3599665399999958,0,1.681707828444446,3.0416743684444416,105.62887420977776,2.58,null,null,null,null,null,null,null,null,null,5,5,-4,-7,null,0.19257383717647139,10,null,null,6.87500000000002E-2]
[30,6.87500000000002E-2,0.19257383717647139,0,0.11000000000000031,1.3640646800000056,1.4740646800000059,0,1.6360685724444419,3.1101332524444478,102.58719984133332,2.5,null,null,null,null,null,null,null,null,null,6,6,{"$f":"X49-1","v":-5},-8,null,0.20532767152941125,11,null,null,8.0000000000000071E-2]
[29,8.0000000000000071E-2,0.20532767152941125,0,0.12800000000000011,1.4544043399999964,1.5824043399999965,0,1.5927327084444458,3.1751370484444426,99.477066588888874,2.42,null,null,null,null,null,null,null,null,null,7,7,-6,-9,null,0.21558310588235338,12,null,null,9.0000000000000094E-2]
[28,9.0000000000000094E-2,0.21558310588235338,0,0.14400000000000013,1.5270470000000032,1.6710470000000033,0,1.5572756444444431,3.2283226444444466,96.301929540444434,2.33,null,null,null,null,null,null,null,null,null,8,8,-7,-10,null,0.22461859623529376,13,null,null,9.9999999999999548E-2]
[27,9.9999999999999548E-2,0.22461859623529376,0,0.15999999999999925,1.5910483899999974,1.7510483899999967,0,1.5252750884444457,3.2763234784444424,93.073606895999987,2.25,null,null,null,null,null,null,null,null,null,9,9,-8,-11,null,0.2331531359999999,14,null,null,0.11125000000000053]
[26,0.11125000000000053,0.2331531359999999,0,0.17800000000000082,1.6515013799999991,1.82950138,0,1.4938938924444445,3.3233952724444444,89.797283417555548,2.17,null,null,null,null,null,null,null,null,null,10,10,-9,-12,null,0.2412527025882355,15,null,null,0.11124999999999997]
[25,0.11124999999999997,0.2412527025882355,0,0.17799999999999994,1.7088733100000013,1.8868733100000012,0,1.4709451204444439,3.3578184304444454,86.473888145111104,2.08,null,null,null,null,null,null,null,null,null,11,11,-10,-13,null,0.24883881176470582,16,null,null,0.12499999999999985]
[24,0.12499999999999985,0.24883881176470582,0,0.19999999999999973,1.7626082499999995,1.9626082499999993,0,1.4406511444444448,3.403259394444444,83.116069714666665,2,null,null,null,null,null,null,null,null,null,12,12,-11,-14,null,0.25595575482352934,17,null,null,0.12999999999999984]
[23,0.12999999999999984,0.25595575482352934,0,0.20799999999999971,1.8130199299999994,2.0210199299999991,0,1.4172864724444447,3.4383064024444439,79.712810320222218,1.92,null,null,null,null,null,null,null,null,null,13,13,-12,-15,null,0.26262073411764708,18,null,null,0.14250000000000013]
[22,0.14250000000000013,0.26262073411764708,0,0.22800000000000017,1.8602302000000002,2.0882302000000004,0,1.3904023644444443,3.4786325644444447,76.274503917777778,1.83,null,null,null,null,null,null,null,null,null,14,14,-13,-16,null,0.26888069788235314,19,4.0000000000000001E-3,1,0.15125]
[21,0.15125,0.26888069788235314,0,0.24199999999999997,1.9045716100000014,2.1465716100000014,0,1.3670658004444438,3.5136374104444452,72.795871353333339,1.75,null,null,null,null,null,null,null,null,null,15,15,-14,-17,null,0.27475082258823502,20,3.1E-2,2,0.14250000000000013]
[20,0.14250000000000013,0.27475082258823502,0,0.22800000000000017,1.946151659999998,2.1741516599999979,0,1.3560337804444451,3.530185440444443,69.282233942888894,1.67,null,null,null,null,null,null,null,null,null,16,16,-15,{"$f":"Y59-1","v":-18},null,0.28026838870588255,21,0.06,3,0.1674999999999999]
[19,0.1674999999999999,0.28026838870588255,0,0.26799999999999979,1.9852344200000014,2.253234420000001,0,1.324400676444444,3.5776350964444452,65.752048502444453,1.58,null,null,null,null,null,null,null,null,null,17,17,-16,-19,null,0.28544585364705882,22,7.2999999999999995E-2,4,0.17375000000000004]
[18,0.17375000000000004,0.28544585364705882,0,0.27800000000000002,2.0219081299999999,2.2999081299999999,0,1.3057311924444444,3.6056393224444445,62.174413406000014,1.5,null,null,null,null,null,null,null,null,null,18,18,-17,-20,null,0.2902989727058824,23,8.1000000000000003E-2,5,0.18125000000000005]
[17,0.18125000000000005,0.2902989727058824,0,0.29000000000000004,2.0562843900000001,2.3462843900000001,0,1.2871806884444443,3.6334650784444444,58.568774083555567,1.42,null,null,null,null,null,null,null,null,null,19,19,-18,-21,null,0.29484328094117634,24,8.5000000000000006E-2,6,0.18874999999999992]
[16,0.18874999999999992,0.29484328094117634,0,0.30199999999999982,2.088473239999999,2.3904732399999986,0,1.2695051484444448,3.6599783884444435,54.935309005111122,1.33,null,null,null,null,null,null,null,null,null,20,20,-19,-22,null,0.29908832752941195,25,8.8999999999999996E-2,7,0.18500000000000005]
[15,0.18500000000000005,0.29908832752941195,4.0000000000000001E-3,0.29600000000000004,2.1185423200000013,2.4145423200000016,0,1.2598775164444438,3.6744198364444456,51.275330616666679,1.25,null,null,null,null,null,null,null,null,null,21,21,-20,-23,null,0.30304957411764688,26,9.2999999999999999E-2,8,0.20125000000000007]
[14,0.20125000000000007,0.30304957411764688,3.1E-2,0.32200000000000006,2.1466011499999986,2.4686011499999987,0,1.2382539844444449,3.7068551344444436,47.600910780222236,1.17,null,null,null,null,null,null,null,null,null,22,22,{"$f":"X65-1","v":-21},-24,null,0.30673190964705893,27,9.5000000000000001E-2,9,0.20749999999999999]
[13,0.20749999999999999,0.30673190964705893,0.06,0.33199999999999996,2.1726843600000008,2.5046843600000006,0,1.2238207004444441,3.7285050604444447,43.89405564577779,1.08,null,null,null,null,null,null,null,null,null,23,23,-22,-25,null,0.31014493835294121,28,9.7000000000000003E-2,10,0.21250000000000008]
[12,0.21250000000000008,0.31014493835294121,7.2999999999999995E-2,0.34000000000000008,2.1968599800000002,2.53685998,0,1.2109504524444443,3.7478104324444441,40.165550585333342,1,null,null,null,null,null,null,null,null,null,24,24,-23,-26,null,0.31329816705882352,29,9.9000000000000005E-2,11,0.21875]
[11,0.21875,0.31329816705882352,8.1000000000000003E-2,0.35,2.2191953499999997,2.5691953499999998,0,1.1980163044444445,3.7672116544444441,36.417740152888896,0.92,null,null,null,null,null,null,null,null,null,25,25,-24,-27,null,0.31661122870588237,30,0.106,12,0.14500000000000002]
[10,0.14500000000000002,0.31661122870588237,8.5000000000000006E-2,{"$f":"IF(A70<=0,\"\",B70*$R$35)","v":0.23200000000000001},2.2426628700000002,2.4746628700000004,0,1.2358292964444442,3.7104921664444444,32.650528498444451,0.83,null,null,null,null,null,null,null,null,null,26,26,-25,-28]
[9,0.14500000000000002,0.31661122870588237,8.5000000000000006E-2,0.23200000000000001,2.2426628700000002,2.4746628700000004,0,1.2358292964444442,3.7104921664444444,28.940036332000005,0.75,null,null,null,null,null,null,null,null,null,27,27,-26,-29]
[8,0.14500000000000002,0.31661122870588237,8.5000000000000006E-2,0.23200000000000001,2.2426628700000002,2.4746628700000004,0,1.2358292964444442,3.7104921664444444,25.229544165555559,0.67,null,null,null,null,null,null,null,null,null,28,28,-27,{"$f":"Y71-1","v":-30}]
[7,0.14500000000000002,0.31661122870588237,8.5000000000000006E-2,0.23200000000000001,2.2426628700000002,2.4746628700000004,0,1.2358292964444442,3.7104921664444444,21.519051999111113,0.57999999999999996,null,null,null,null,null,null,null,null,null,29,29,-28,-31]
[6,0.14500000000000002,0.31661122870588237,8.5000000000000006E-2,0.23200000000000001,2.2426628700000002,2.4746628700000004,0,1.2358292964444442,3.7104921664444444,17.808559832666667,0.5,null,null,null,null,null,null,null,null,null,30,30,-29,-32]
[5,0.14500000000000002,0.31661122870588237,8.5000000000000006E-2,0.23200000000000001,2.2426628700000002,2.4746628700000004,0,1.2358292964444442,3.7104921664444444,14.098067666222221,0.42,null,null,null,null,null,null,null,null,null,31,31,-30,-33]
[4,0.14500000000000002,0.31661122870588237,8.5000000000000006E-2,{"$f":"IF(A76<=0,\"\",B76*$R$35)","v":0.23200000000000001},2.2426628700000002,2.4746628700000004,0,{"$f":"IF(A76<=0,\"\",((H$22*1/12)-F76-E76-H76)*S$42)","v":1.2358292964444442},3.7104921664444444,10.387575499777776,0.33,null,null,null,null,null,null,null,null,null,32,32,-31,{"$f":"Y75-1","v":-34}]
[{"$f":"IF(V75=0,0,IF(A76=\" \",\"\",A76-1))","v":3},0,0,0,0,0,0,0,2.2256944444444442,2.2256944444444442,6.6770833333333321,0.25,null,null,null,null,null,null,null,null,null,33,33,-32,-35]
[{"$f":"IF(V85=0,0,IF(A77=\" \",\"\",A77-1))","v":2},0,0,0,0,0,0,0,2.2256944444444442,2.2256944444444442,4.4513888888888884,0.17,null,null,null,null,null,null,null,null,null,34,34,-33,-36]
[1,0,0,0,0,0,0,0,2.2256944444444442,2.2256944444444442,2.2256944444444442,0.08,null,null,null,null,null,null,null,null,null,35,35,-34,{"$f":"Y78-1","v":-37}]
[0,"","","","","",0,"","",""," ","",null,null,null,null,null,null,null,null,null,36,36,-35,-38]
[-1,"","","","","","","","",""," ","",null,null,null,null,null,null,null,null,null,-1,37,-36,-39]
[-2,"","","","","","","","",""," ","",null,null,null,null,null,null,null,null,null,-1,38,{"$f":"X81-1","v":-37},-40]
[-3,"","","","","","","","",""," ","",null,null,null,null,null,null,null,null,null,-1,39,-38,-41]
[-4,"","","","","","","","",""," ","",null,null,null,null,null,null,null,null,null,-1,40,-39,-42]
[-5,"","","","","","","","",""," ","",null,null,null,null,null,null,null,null,null,-1,41,-40,-43]
[-6,"","","","","","","","",""," ","",null,null,null,null,null,null,null,null,null,-1,42,-41,-44]
[-7,"","","","","","","","",""," ","",null,null,null,null,null,null,null,null,null,-1,43,-42,-45]
[-8,"","","","","","","","",""," ","",null,null,null,null,null,null,null,null,null,-1,44,-43,-46]
[-9,"","","","","","","","",""," ","",null,null,null,null,null,null,null,null,null,-1,45,-44,-47]
[-10,"","","","","","","","",""," ","",null,null,null,null,null,null,null,null,null,-1,46,-45,-48]
[-11,"","","","","","","","",""," ","",null,null,null,null,null,null,null,null,null,-1,47,-46,-49]
[-12,"","","","","","","","",""," ","",null,null,null,null,null,null,null,null,null,-1,48,-47,-50]
[-13,{"$f":"IF(A93<=0,\"\",IF(V97>=1,LOOKUP(V97,AB$28:AB$75,AE$28:AE$60),0))","v":""},{"$f":"IF(A93<=0,\"\",IF(V97>=1,LOOKUP(V97,AB$28:AB$75,AA$28:AA$75),0))","v":""},{"$f":"IF(A93<=0,\"\",IF(V97>=25,LOOKUP(V97,AB$64:AB$75,AC$58:AC$69),0))","v":""},"",{"$f":"IF(A93<=0,\"\",C93*$R$34)","v":""},"","",{"$f":"IF(A93<=0,\"\",((H$22*1/12)-F93-E93-H93)*S$42)","v":""},""," ",{"$f":"IF(A93<=0,\"\",ROUND($H$23+(A93/12),2))","v":""},null,null,null,null,null,null,null,null,null,-1,49,-48,-51]
[{"$f":"IF(V97=0,0,IF(A93=\" \",\"\",A93-1))","v":-14},"","","",{"$f":"IF(A94<=0,\"\",B94*$R$35)","v":""},"",{"$f":"IF(A94=0,0,IF(A94<0,\"\",E94+F94))","v":""},{"$f":"IF(A94<=0,\"\",D94*$R$36)","v":""},"",{"$f":"IF(A94<=0,\"\",E94+F94+I94+H94)","v":""},{"$f":"IF(A94<=0,\" \",IF(A94=1,I94,J94+K95))","v":" "},"",null,null,null,null,null,null,null,null,null,-1,50,-49,-52]
[-15,"","","","","","","","",""," ","",null,null,null,null,null,null,null,null,null,-1,51,-50,-53]
[-16,"","","","","","","","",""," ","",null,null,null,null,null,null,null,null,null,-1,52,-51,-54]
[-17,"","","","","","","","",""," ","",null,null,null,null,null,null,null,null,null,-1,53,-52,-55]
[-18,"","","","","","","","",""," ","",null,null,null,null,null,null,null,null,null,{"$f":"IF(AND(V97>=1,V97<35),V97+1,IF(X98=0,1,IF(V97=35,V97+1,-1)))","v":-1},54,{"$f":"X97-1","v":-53},-56]
[-19,"","","","","","","","",""," ","",null,null,null,null,null,null,null,null,null,-1,55,-54,-57]
[-20,"","","","","","","","",""," ","",null,null,null,null,null,null,null,null,null,-1,56,-55,-58]
[-21,"","","","","","","","",""," ","",null,null,null,null,null,null,null,null,null,-1,57,-56,-59]
[-22,"","","","","","","","",""," ","",null,null,null,null,null,null,null,null,null,-1,{"$f":"IF(W101>=1,W101+1,IF(X102=0,1,-1))","v":58},-57,-60]
[-23,"","","","","","","","",""," ","",null,null,null,null,null,null,null,null,null,-1,59,-58,-61]
[-24,"","","","","","","","",""," ","",null,null,null,null,null,null,null,null,null,-1,60,-59,-62]
[-25,"","","","","","","","",""," ","",null,null,null,null,null,null,null,null,null,{"$f":"IF(AND(V104>=1,V104<47),V104+1,IF(X105=0,1,IF(V104=47,V104+1,-1)))","v":-1},61,-60,-63]
[-26,"","","","","","","","",""," ","",null,null,null,null,null,null,null,null,null,-1,62,-61,-64]
[-27,"","","","","","","","",""," ","",null,null,null,null,null,null,null,null,null,-1,63,-62,-65]
[-28,"","","","","","","","",""," ","",null,null,null,null,null,null,null,null,null,-1,64,-63,-66]
[-29,"","","","","","","","",""," ","",null,null,null,null,null,null,null,null,null,-1,65,-64,-67]
[-30,"","","","","","","","",""," ","",null,null,null,null,null,null,null,null,null,-1,66,-65,-68]
[-31,"","","","","","","","",""," ","",null,null,null,null,null,null,null,null,null,-1,67,-66,-69]
[-32,"","","","","","","","",""," ","",null,null,null,null,null,null,null,null,null,-1,68,-67,-70]
[-33,"","","","","","","","",""," ","",null,null,null,null,null,null,null,null,null,-1,69,-68,-71]
[-34,"","","","","","","","",""," ","",null,null,null,null,null,null,null,null,null,-1,70,{"$f":"X113-1","v":-69},-72]
[-35,"","","","","","","","",""," ","",null,null,null,null,null,null,null,null,null,-1,71,-70,-73]
[-36,"","","","","","","","",""," ","",null,null,null,null,null,null,null,null,null,-1,72,-71,-74]
[-37,"","","","","","","","",""," ","",null,null,null,null,null,null,null,null,null,-1,73,-72,-75]
[-38,"","","","","","","","",""," ","",null,null,null,null,null,null,null,null,null,-1,74,-73,-76]
[-39,"","","","","","","","",""," ","",null,null,null,null,null,null,null,null,null,-1,75,-74,-77]
[-40,"","","","","","","","",""," ","",null,null,null,null,null,null,null,null,null,-1,76,-75,-78]
[-41,"","","","","","","","",""," ","",null,null,null,null,null,null,null,null,null,-1,77,-76,-79]
[-42,"","","","","","","","",""," ","",null,null,null,null,null,null,null,null,null,-1,78,-77,-80]
[-43,"","","","","","","","",""," ","",null,null,null,null,null,null,null,null,null,-1,79,-78,-81]
[-44,"","","","","","","","",""," ","",null,null,null,null,null,null,null,null,null,-1,80,-79,-82]
[-45,"","","","","","","","",""," ","",null,null,null,null,null,null,null,null,null,-1,81,-80,-83]
[-46,"","","","","","","","",""," ","",null,null,null,null,null,null,null,null,null,-1,82,-81,-84]
[-47,"","","","","","","","",""," ","",null,null,null,null,null,null,null,null,null,-1,83,-82,-85]
[-48,"","","","","","","","",""," ","",null,null,null,null,null,null,null,null,null,-1,84,-83,-86]
[-49,"","","","","","","","",""," ","",null,null,null,null,null,null,null,null,null,-1,85,-84,-87]
[-50,"","","","","","","","",""," ","",null,null,null,null,null,null,null,null,null,-1,86,{"$f":"X129-1","v":-85},-88]
[-51,"","","","","","","","",""," ","",null,null,null,null,null,null,null,null,null,-1,87,-86,-89]
[-52,"","","","","","","","",""," ","",null,null,null,null,null,null,null,null,null,-1,88,-87,-90]
[-53,"","","","","","","","",""," ","",null,null,null,null,null,null,null,null,null,-1,89,-88,-91]
[-54,"","","","","","","","",""," ","",null,null,null,null,null,null,null,null,null,-1,90,-89,-92]
[-55,"","","","","","","","",""," ","",null,null,null,null,null,null,null,null,null,-1,91,-90,-93]
[-56,"","","","","","","","",""," ","",null,null,null,null,null,null,null,null,null,-1,92,-91,-94]
[-57,"","","","","","","","",""," ","",null,null,null,null,null,null,null,null,null,-1,93,-92,-95]
[-58,"","","","","","","","",""," ","",null,null,null,null,null,null,null,null,null,-1,94,-93,-96]
[-59,"","","","","","","","",""," ","",null,null,null,null,null,null,null,null,null,-1,95,-94,-97]
[-60,"","","","","","","","",""," ","",null,null,null,null,null,null,null,null,null,-1,96,-95,-98]
[-61,"","","","","","","","",""," ","",null,null,null,null,null,null,null,null,null,-1,97,-96,-99]
[-62,"","","","","","","","",""," ","",null,null,null,null,null,null,null,null,null,-1,98,-97,-100]
[-63,"","","","","","","","",""," ","",null,null,null,null,null,null,null,null,null,-1,99,-98,-101]
[-64,"","","","","","","","",""," ","",null,null,null,null,null,null,null,null,null,-1,100,-99,-102]
[-65,"","","","","","","","",""," ","",null,null,null,null,null,null,null,null,null,-1,101,-100,-103]
[-66,"","","","","","","","",""," ","",null,null,null,null,null,null,null,null,null,-1,102,{"$f":"X145-1","v":-101},-104]
[-67,"","","","","","","","",""," ","",null,null,null,null,null,null,null,null,null,-1,103,-102,-105]
[-68,"","","","","","","","",""," ","",null,null,null,null,null,null,null,null,null,-1,104,-103,-106]
[-69,"","","","","","","","",""," ","",null,null,null,null,null,null,null,null,null,-1,105,-104,-107]
[-70,"","","","","","","","",""," ","",null,null,null,null,null,null,null,null,null,-1,106,-105,-108]
[-71,"","","","","",null,"","",""," ","",null,null,null,null,null,null,null,null,null,-1,107,-106,-109]
[-72,"","","","","",null,"","",""," ","",null,null,null,null,null,null,null,null,null,-1,108,-107,-110]
[-73,"","","","","",null,"","",""," ","",null,null,null,null,null,null,null,null,null,-1,109,-108,-111]
[-74,"","","","","",null,"","",""," ","",null,null,null,null,null,null,null,null,null,-1,110,-109,-112]
[null,null,null,"",null,null,null,null,null,null,null,null,null,null,null,null,null,null,null,null,null,-1,111,-110,-113]
[null,null,null,"",null,null,null,null,null,null,null,null,null,null,null,null,null,null,null,null,null,-1,112,-111,-114]
[null,null,null,{"$f":"IF(A157<=0,\"\",IF(V161>=25,LOOKUP(V161,AB$64:AB$75,AC$58:AC$69),0))","v":""},null,null,null,null,null,null,null,null,null,null,null,null,null,null,null,null,null,-1,113,-112,-115]
[null,null,null,"",null,null,null,null,null,null,null,null,null,null,null,null,null,null,null,null,null,-1,114,-113,-116]
[null,null,null,"",null,null,null,null,null,null,null,null,null,null,null,null,null,null,null,null,null,-1,115,-114,-117]
[null,null,null,"",null,null,null,null,null,null,null,null,null,null,null,null,null,null,null,null,null,-1,116,-115,-118]
[null,null,null,"",null,null,null,null,null,null,null,null,null,null,null,null,null,null,null,null,null,-1,117,-116,-119]
[null,null,null,"",null,null,null,null,null,null,null,null,null,null,null,null,null,null,null,null,null,-1,118,{"$f":"X161-1","v":-117},-120]
[null,null,null,"",null,null,null,null,null,null,null,null,null,null,null,null,null,null,null,null,null,-1,119,-118,-121]
[null,null,null,"",null,null,null,null,null,null,null,null,null,null,null,null,null,null,null,null,null,-1,120,-119,-122]
[null,null,null,"",null,null,null,null,null,null,null,null,null,null,null,null,null,null,null,null,null,-1,121,-120,-123]
[null,null,null,"",null,null,null,null,null,null,null,null,null,null,null,null,null,null,null,null,null,-1,{"$f":"IF(W165>=1,W165+1,IF(X166=0,1,-1))","v":122},-121,-124]
[null,null,null,"",null,null,null,null,null,null,null,null,null,null,null,null,null,null,null,null,null,-1,123,-122,-125]
[null,null,null,"",null,null,null,null,null,null,null,null,null,null,null,null,null,null,null,null,null,-1,124,-123,-126]
[null,null,null,"",null,null,null,null,null,null,null,null,null,null,null,null,null,null,null,null,null,{"$f":"IF(AND(V168>=1,V168<47),V168+1,IF(X169=0,1,IF(V168=47,V168+1,-1)))","v":-1},125,-124,-127]
[null,null,null,"",null,null,null,null,null,null,null,null,null,null,null,null,null,null,null,null,null,-1,126,-125,-128]
[null,null,null,"",null,null,null,null,null,null,null,null,null,null,null,null,null,null,null,null,null,-1,127,-126,-129]
[null,null,null,"",null,null,null,null,null,null,null,null,null,null,null,null,null,null,null,null,null,-1,128,-127,-130]
[null,null,null,"",null,null,null,null,null,null,null,null,null,null,null,null,null,null,null,null,null,-1,129,-128,-131]
[null,null,null,"",null,null,null,null,null,null,null,null,null,null,null,null,null,null,null,null,null,-1,130,-129,-132]
[null,null,null,"",null,null,null,null,null,null,null,null,null,null,null,null,null,null,null,null,null,-1,131,-130,-133]
[null,null,null,"",null,null,null,null,null,null,null,null,null,null,null,null,null,null,null,null,null,-1,132,-131,-134]
[null,null,null,"",null,null,null,null,null,null,null,null,null,null,null,null,null,null,null,null,null,-1,133,-132,-135]
[null,null,null,"",null,null,null,null,null,null,null,null,null,null,null,null,null,null,null,null,null,-1,134,{"$f":"X177-1","v":-133},-136]
[null,null,null,"",null,null,null,null,null,null,null,null,null,null,null,null,null,null,null,null,null,-1,135,-134,-137]
[null,null,null,"",null,null,null,null,null,null,null,null,null,null,null,null,null,null,null,null,null,-1,136,-135,-138]
[null,null,null,"",null,null,null,null,null,null,null,null,null,null,null,null,null,null,null,null,null,-1,137,-136,-139]
[null,null,null,"",null,null,null,null,null,null,null,null,null,null,null,null,null,null,null,null,null,-1,138,-137,-140]
[null,null,null,"",null,null,null,null,null,null,null,null,null,null,null,null,null,null,null,null,null,-1,139,-138,-141]
[null,null,null,"",null,null,null,null,null,null,null,null,null,null,null,null,null,null,null,null,null,-1,140,-139,-142]
[null,null,null,"",null,null,null,null,null,null,null,null,null,null,null,null,null,null,null,null,null,-1,141,-140,-143]
[null,null,null,"",null,null,null,null,null,null,null,null,null,null,null,null,null,null,null,null,null,-1,142,-141,-144]
[null,null,null,"",null,null,null,null,null,null,null,null,null,null,null,null,null,null,null,null,null,-1,143,-142,-145]
[null,null,null,"",null,null,null,null,null,null,null,null,null,null,null,null,null,null,null,null,null,-1,144,-143,-146]
[null,null,null,"",null,null,null,null,null,null,null,null,null,null,null,null,null,null,null,null,null,-1,145,-144,-147]
[null,null,null,"",null,null,null,null,null,null,null,null,null,null,null,null,null,null,null,null,null,-1,146,-145,-148]
[null,null,null,"",null,null,null,null,null,null,null,null,null,null,null,null,null,null,null,null,null,-1,147,-146,-149]
[null,null,null,"",null,null,null,null,null,null,null,null,null,null,null,null,null,null,null,null,null,-1,148,-147,-150]
[null,null,null,"",null,null,null,null,null,null,null,null,null,null,null,null,null,null,null,null,null,-1,149,-148,-151]
[null,null,null,"",null,null,null,null,null,null,null,null,null,null,null,null,null,null,null,null,null,-1,150,{"$f":"X193-1","v":-149},-152]
[null,null,null,"",null,null,null,null,null,null,null,null,null,null,null,null,null,null,null,null,null,-1,151,-150,-153]
[null,null,null,"",null,null,null,null,null,null,null,null,null,null,null,null,null,null,null,null,null,-1,152,-151,-154]
[null,null,null,"",null,null,null,null,null,null,null,null,null,null,null,null,null,null,null,null,null,-1,153,-152,-155]
[null,null,null,"",null,null,null,null,null,null,null,null,null,null,null,null,null,null,null,null,null,-1,154,-153,-156]
[null,null,null,"",null,null,null,null,null,null,null,null,null,null,null,null,null,null,null,null,null,-1,155,-154,-157]
[null,null,null,"",null,null,null,null,null,null,null,null,null,null,null,null,null,null,null,null,null,-1,156,-155,-158]
[null,null,null,"",null,null,null,null,null,null,null,null,null,null,null,null,null,null,null,null,null,-1,157,-156,-159]
[null,null,null,"",null,null,null,null,null,null,null,null,null,null,null,null,null,null,null,null,null,-1,158,-157,-160]
[null,null,null,"",null,null,null,null,null,null,null,null,null,null,null,null,null,null,null,null,null,-1,159,-158,-161]
[null,null,null,"",null,null,null,null,null,null,null,null,null,null,null,null,null,null,null,null,null,-1,160,-159,-162]
[null,null,null,"",null,null,null,null,null,null,null,null,null,null,null,null,null,null,null,null,null,-1,161,-160,-163]
[null,null,null,"",null,null,null,null,null,null,null,null,null,null,null,null,null,null,null,null,null,-1,162,-161,-164]
[null,null,null,"",null,null,null,null,null,null,null,null,null,null,null,null,null,null,null,null,null,-1,163,-162,-165]
[null,null,null,"",null,null,null,null,null,null,null,null,null,null,null,null,null,null,null,null,null,-1,164,-163,-166]
[null,null,null,"",null,null,null,null,null,null,null,null,null,null,null,null,null,null,null,null,null,-1,165,-164,-167]
[null,null,null,"",null,null,null,null,null,null,null,null,null,null,null,null,null,null,null,null,null,-1,166,{"$f":"X209-1","v":-165},-168]
[null,null,null,"",null,null,null,null,null,null,null,null,null,null,null,null,null,null,null,null,null,-1,167,-166,-169]
[null,null,null,"",null,null,null,null,null,null,null,null,null,null,null,null,null,null,null,null,null,-1,168,-167,-170]
[null,null,null,"",null,null,null,null,null,null,null,null,null,null,null,null,null,null,null,null,null,-1,169,-168,-171]
[null,null,null,"",null,null,null,null,null,null,null,null,null,null,null,null,null,null,null,null,null,-1,170,-169,-172]
[null,null,null,"",null,null,null,null,null,null,null,null,null,null,null,null,null,null,null,null,null,-1,171,-170,-173]
[null,null,null,"",null,null,null,null,null,null,null,null,null,null,null,null,null,null,null,null,null,-1,172,-171,-174]
[null,null,null,"",null,null,null,null,null,null,null,null,null,null,null,null,null,null,null,null,null,-1,173,-172,-175]
[null,null,null,"",null,null,null,null,null,null,null,null,null,null,null,null,null,null,null,null,null,-1,174,-173,-176]
[null,null,null,"",null,null,null,null,null,null,null,null,null,null,null,null,null,null,null,null,null,-1,175,-174,-177]
[null,null,null,"",null,null,null,null,null,null,null,null,null,null,null,null,null,null,null,null,null,-1,176,-175,-178]
[null,null,null,{"$f":"IF(A221<=0,\"\",IF(V225>=25,LOOKUP(V225,AB$64:AB$75,AC$58:AC$69),0))","v":""},null,null,null,null,null,null,null,null,null,null,null,null,null,null,null,null,null,-1,177,-176,-179]
[null,null,null,"",null,null,null,null,null,null,null,null,null,null,null,null,null,null,null,null,null,-1,178,-177,-180]
[null,null,null,"",null,null,null,null,null,null,null,null,null,null,null,null,null,null,null,null,null,-1,179,-178,-181]
[null,null,null,"",null,null,null,null,null,null,null,null,null,null,null,null,null,null,null,null,null,-1,180,-179,-182]
[null,null,null,"",null,null,null,null,null,null,null,null,null,null,null,null,null,null,null,null,null,-1,181,-180,-183]
[null,null,null,"",null,null,null,null,null,null,null,null,null,null,null,null,null,null,null,null,null,-1,182,{"$f":"X225-1","v":-181},-184]
[null,null,null,"",null,null,null,null,null,null,null,null,null,null,null,null,null,null,null,null,null,-1,183,-182,-185]
[null,null,null,"",null,null,null,null,null,null,null,null,null,null,null,null,null,null,null,null,null,-1,184,-183,-186]
[null,null,null,"",null,null,null,null,null,null,null,null,null,null,null,null,null,null,null,null,null,-1,185,-184,-187]
[null,null,null,"",null,null,null,null,null,null,null,null,null,null,null,null,null,null,null,null,null,-1,{"$f":"IF(W229>=1,W229+1,IF(X230=0,1,-1))","v":186},-185,-188]
[null,null,null,"",null,null,null,null,null,null,null,null,null,null,null,null,null,null,null,null,null,-1,187,-186,-189]
[null,null,null,"",null,null,null,null,null,null,null,null,null,null,null,null,null,null,null,null,null,-1,188,-187,-190]
[null,null,null,"",null,null,null,null,null,null,null,null,null,null,null,null,null,null,null,null,null,{"$f":"IF(AND(V232>=1,V232<47),V232+1,IF(X233=0,1,IF(V232=47,V232+1,-1)))","v":-1},189,-188,-191]
[null,null,null,"",null,null,null,null,null,null,null,null,null,null,null,null,null,null,null,null,null,-1,190,-189,-192]
[null,null,null,"",null,null,null,null,null,null,null,null,null,null,null,null,null,null,null,null,null,-1,191,-190,-193]
[null,null,null,"",null,null,null,null,null,null,null,null,null,null,null,null,null,null,null,null,null,-1,192,-191,-194]
[null,null,null,"",null,null,null,null,null,null,null,null,null,null,null,null,null,null,null,null,null,-1,193,-192,-195]
[null,null,null,"",null,null,null,null,null,null,null,null,null,null,null,null,null,null,null,null,null,-1,194,-193,-196]
[null,null,null,"",null,null,null,null,null,null,null,null,null,null,null,null,null,null,null,null,null,-1,195,-194,-197]
[null,null,null,"",null,null,null,null,null,null,null,null,null,null,null,null,null,null,null,null,null,-1,196,-195,-198]
[null,null,null,"",null,null,null,null,null,null,null,null,null,null,null,null,null,null,null,null,null,-1,197,-196,-199]
[null,null,null,"",null,null,null,null,null,null,null,null,null,null,null,null,null,null,null,null,null,-1,198,{"$f":"X241-1","v":-197},-200]
[null,null,null,"",null,null,null,null,null,null,null,null,null,null,null,null,null,null,null,null,null,-1,199,-198,-201]
[null,null,null,"",null,null,null,null,null,null,null,null,null,null,null,null,null,null,null,null,null,-1,200,-199,-202]
[null,null,null,"",null,null,null,null,null,null,null,null,null,null,null,null,null,null,null,null,null,-1,201,-200,-203]
[null,null,null,"",null,null,null,null,null,null,null,null,null,null,null,null,null,null,null,null,null,-1,202,-201,-204]
[null,null,null,"",null,null,null,null,null,null,null,null,null,null,null,null,null,null,null,null,null,-1,203,-202,-205]
[null,null,null,"",null,null,null,null,null,null,null,null,null,null,null,null,null,null,null,null,null,-1,204,-203,-206]
[null,null,null,"",null,null,null,null,null,null,null,null,null,null,null,null,null,null,null,null,null,-1,205,-204,-207]
[null,null,null,"",null,null,null,null,null,null,null,null,null,null,null,null,null,null,null,null,null,-1,206,-205,-208]
[null,null,null,"",null,null,null,null,null,null,null,null,null,null,null,null,null,null,null,null,null,-1,207,-206,-209]
[null,null,null,"",null,null,null,null,null,null,null,null,null,null,null,null,null,null,null,null,null,-1,208,-207,-210]
[null,null,null,"",null,null,null,null,null,null,null,null,null,null,null,null,null,null,null,null,null,-1,209,-208,-211]
[null,null,null,"",null,null,null,null,null,null,null,null,null,null,null,null,null,null,null,null,null,-1,210,-209,-212]
[null,null,null,"",null,null,null,null,null,null,null,null,null,null,null,null,null,null,null,null,null,-1,211,-210,-213]
[null,null,null,"",null,null,null,null,null,null,null,null,null,null,null,null,null,null,null,null,null,-1,212,-211,-214]
[null,null,null,"",null,null,null,null,null,null,null,null,null,null,null,null,null,null,null,null,null,-1,213,-212,-215]
[null,null,null,"",null,null,null,null,null,null,null,null,null,null,null,null,null,null,null,null,null,-1,214,{"$f":"X257-1","v":-213},-216]
[null,null,null,"",null,null,null,null,null,null,null,null,null,null,null,null,null,null,null,null,null,-1,215,-214,-217]
[null,null,null,"",null,null,null,null,null,null,null,null,null,null,null,null,null,null,null,null,null,-1,216,-215,-218]
[null,null,null,"",null,null,null,null,null,null,null,null,null,null,null,null,null,null,null,null,null,-1,217,-216,-219]
[null,null,null,"",null,null,null,null,null,null,null,null,null,null,null,null,null,null,null,null,null,-1,218,-217,-220]
[null,null,null,"",null,null,null,null,null,null,null,null,null,null,null,null,null,null,null,null,null,-1,219,-218,-221]
[null,null,null,"",null,null,null,null,null,null,null,null,null,null,null,null,null,null,null,null,null,-1,220,-219,-222]
[null,null,null,"",null,null,null,null,null,null,null,null,null,null,null,null,null,null,null,null,null,-1,221,-220,-223]
[null,null,null,"",null,null,null,null,null,null,null,null,null,null,null,null,null,null,null,null,null,-1,222,-221,-224]
[null,null,null,"",null,null,null,null,null,null,null,null,null,null,null,null,null,null,null,null,null,-1,223,-222,-225]
[null,null,null,"",null,null,null,null,null,null,null,null,null,null,null,null,null,null,null,null,null,-1,224,-223,-226]
[null,null,null,"",null,null,null,null,null,null,null,null,null,null,null,null,null,null,null,null,null,-1,225,-224,-227]
[null,null,null,"",null,null,null,null,null,null,null,null,null,null,null,null,null,null,null,null,null,-1,226,-225,-228]
[null,null,null,"",null,null,null,null,null,null,null,null,null,null,null,null,null,null,null,null,null,-1,227,-226,-229]
[null,null,null,"",null,null,null,null,null,null,null,null,null,null,null,null,null,null,null,null,null,-1,228,-227,-230]
[null,null,null,"",null,null,null,null,null,null,null,null,null,null,null,null,null,null,null,null,null,-1,229,-228,-231]
[null,null,null,"",null,null,null,null,null,null,null,null,null,null,null,null,null,null,null,null,null,-1,230,{"$f":"X273-1","v":-229},-232]
[null,null,null,"",null,null,null,null,null,null,null,null,null,null,null,null,null,null,null,null,null,-1,231,-230,-233]
[null,null,null,"",null,null,null,null,null,null,null,null,null,null,null,null,null,null,null,null,null,-1,232,-231,-234]
[null,null,null,"",null,null,null,null,null,null,null,null,null,null,null,null,null,null,null,null,null,-1,233,-232,-235]
[null,null,null,"",null,null,null,null,null,null,null,null,null,null,null,null,null,null,null,null,null,-1,234,-233,-236]
[null,null,null,"",null,null,null,null,null,null,null,null,null,null,null,null,null,null,null,null,null,-1,235,-234,-237]
[null,null,null,"",null,null,null,null,null,null,null,null,null,null,null,null,null,null,null,null,null,-1,236,-235,-238]
[null,null,null,"",null,null,null,null,null,null,null,null,null,null,null,null,null,null,null,null,null,-1,237,-236,-239]
[null,null,null,"",null,null,null,null,null,null,null,null,null,null,null,null,null,null,null,null,null,-1,238,-237,-240]
[null,null,null,"",null,null,null,null,null,null,null,null,null,null,null,null,null,null,null,null,null,-1,239,-238,-241]
[null,null,null,"",null,null,null,null,null,null,null,null,null,null,null,null,null,null,null,null,null,-1,240,-239,-242]
[null,null,null,{"$f":"IF(A285<=0,\"\",IF(V289>=25,LOOKUP(V289,AB$64:AB$75,AC$58:AC$69),0))","v":""},null,null,null,null,null,null,null,null,null,null,null,null,null,null,null,null,null,-1,241,-240,-243]
[null,null,null,"",null,null,null,null,null,null,null,null,null,null,null,null,null,null,null,null,null,-1,242,-241,-244]
[null,null,null,"",null,null,null,null,null,null,null,null,null,null,null,null,null,null,null,null,null,-1,243,-242,-245]
[null,null,null,"",null,null,null,null,null,null,null,null,null,null,null,null,null,null,null,null,null,-1,244,-243,-246]
[null,null,null,"",null,null,null,null,null,null,null,null,null,null,null,null,null,null,null,null,null,-1,245,-244,-247]
[null,null,null,"",null,null,null,null,null,null,null,null,null,null,null,null,null,null,null,null,null,-1,246,{"$f":"X289-1","v":-245},-248]
[null,null,null,"",null,null,null,null,null,null,null,null,null,null,null,null,null,null,null,null,null,-1,247,-246,-249]
[null,null,null,"",null,null,null,null,null,null,null,null,null,null,null,null,null,null,null,null,null,-1,248,-247,-250]
[null,null,null,"",null,null,null,null,null,null,null,null,null,null,null,null,null,null,null,null,null,-1,249,-248,-251]
[null,null,null,"",null,null,null,null,null,null,null,null,null,null,null,null,null,null,null,null,null,-1,{"$f":"IF(W293>=1,W293+1,IF(X294=0,1,-1))","v":250},-249,-252]
[null,null,null,"",null,null,null,null,null,null,null,null,null,null,null,null,null,null,null,null,null,-1,251,-250,-253]
[null,null,null,"",null,null,null,null,null,null,null,null,null,null,null,null,null,null,null,null,null,-1,252,-251,-254]
[null,null,null,"",null,null,null,null,null,null,null,null,null,null,null,null,null,null,null,null,null,{"$f":"IF(AND(V296>=1,V296<47),V296+1,IF(X297=0,1,IF(V296=47,V296+1,-1)))","v":-1},253,-252,-255]
[null,null,null,"",null,null,null,null,null,null,null,null,null,null,null,null,null,null,null,null,null,-1,254,-253,-256]
[null,null,null,"",null,null,null,null,null,null,null,null,null,null,null,null,null,null,null,null,null,-1,255,-254,-257]
[null,null,null,"",null,null,null,null,null,null,null,null,null,null,null,null,null,null,null,null,null,-1,256,-255,-258]
[null,null,null,"",null,null,null,null,null,null,null,null,null,null,null,null,null,null,null,null,null,-1,257,-256,-259]
[null,null,null,"",null,null,null,null,null,null,null,null,null,null,null,null,null,null,null,null,null,-1,258,-257,-260]
[null,null,null,"",null,null,null,null,null,null,null,null,null,null,null,null,null,null,null,null,null,-1,259,-258,-261]
[null,null,null,"",null,null,null,null,null,null,null,null,null,null,null,null,null,null,null,null,null,-1,260,-259,-262]
[null,null,null,"",null,null,null,null,null,null,null,null,null,null,null,null,null,null,null,null,null,-1,261,-260,-263]
[null,null,null,"",null,null,null,null,null,null,null,null,null,null,null,null,null,null,null,null,null,-1,262,{"$f":"X305-1","v":-261},-264]
[null,null,null,"",null,null,null,null,null,null,null,null,null,null,null,null,null,null,null,null,null,-1,263,-262,-265]
[null,null,null,"",null,null,null,null,null,null,null,null,null,null,null,null,null,null,null,null,null,-1,264,-263,-266]
[null,null,null,"",null,null,null,null,null,null,null,null,null,null,null,null,null,null,null,null,null,-1,265,-264,-267]
[null,null,null,"",null,null,null,null,null,null,null,null,null,null,null,null,null,null,null,null,null,-1,266,-265,-268]
[null,null,null,"",null,null,null,null,null,null,null,null,null,null,null,null,null,null,null,null,null,-1,267,-266,-269]
[null,null,null,"",null,null,null,null,null,null,null,null,null,null,null,null,null,null,null,null,null,-1,268,-267,-270]
[null,null,null,"",null,null,null,null,null,null,null,null,null,null,null,null,null,null,null,null,null,-1,269,-268,-271]
[null,null,null,"",null,null,null,null,null,null,null,null,null,null,null,null,null,null,null,null,null,-1,270,-269,-272]
[null,null,null,"",null,null,null,null,null,null,null,null,null,null,null,null,null,null,null,null,null,-1,271,-270,-273]
[null,null,null,"",null,null,null,null,null,null,null,null,null,null,null,null,null,null,null,null,null,-1,272,-271,-274]
[null,null,null,"",null,null,null,null,null,null,null,null,null,null,null,null,null,null,null,null,null,-1,273,-272,-275]
[null,null,null,"",null,null,null,null,null,null,null,null,null,null,null,null,null,null,null,null,null,-1,274,-273,-276]
[null,null,null,"",null,null,null,null,null,null,null,null,null,null,null,null,null,null,null,null,null,-1,275,-274,-277]
[null,null,null,"",null,null,null,null,null,null,null,null,null,null,null,null,null,null,null,null,null,-1,276,-275,-278]
[null,null,null,"",null,null,null,null,null,null,null,null,null,null,null,null,null,null,null,null,null,-1,277,-276,-279]
[null,null,null,"",null,null,null,null,null,null,null,null,null,null,null,null,null,null,null,null,null,-1,278,{"$f":"X321-1","v":-277},-280]
[null,null,null,"",null,null,null,null,null,null,null,null,null,null,null,null,null,null,null,null,null,-1,279,-278,-281]
[null,null,null,"",null,null,null,null,null,null,null,null,null,null,null,null,null,null,null,null,null,-1,280,-279,-282]
[null,null,null,"",null,null,null,null,null,null,null,null,null,null,null,null,null,null,null,null,null,-1,281,-280,-283]
[null,null,null,"",null,null,null,null,null,null,null,null,null,null,null,null,null,null,null,null,null,-1,282,-281,-284]
[null,null,null,"",null,null,null,null,null,null,null,null,null,null,null,null,null,null,null,null,null,-1,283,-282,-285]
[null,null,null,"",null,null,null,null,null,null,null,null,null,null,null,null,null,null,null,null,null,-1,284,-283,-286]
[null,null,null,"",null,null,null,null,null,null,null,null,null,null,null,null,null,null,null,null,null,-1,285,-284,-287]
[null,null,null,"",null,null,null,null,null,null,null,null,null,null,null,null,null,null,null,null,null,-1,286,-285,-288]
[null,null,null,"",null,null,null,null,null,null,null,null,null,null,null,null,null,null,null,null,null,-1,287,-286,-289]
[null,null,null,"",null,null,null,null,null,null,null,null,null,null,null,null,null,null,null,null,null,-1,288,-287,-290]

{"sheet":"902HD-Imperial","index":10,"n_rows":332,"n_cols":31,"rows_kept":332,"cut":false,"hidden":true,"merged":[[9,0,9,8],[10,0,10,8],[11,0,11,8],[12,0,12,8],[25,0,25,11]]}
[]
[]
[]
[]
[]
[]
[]
[]
["Project Information:",null,null,null,null,null,null,null,null,null,"Helpful Links:"]
[null,null,null,null,null,null,null,null,null,null,"www.cultec.com"]
[null,null,null,null,null,null,null,null,null,null,"StormGenie@cultec.com"]
[null,null,null,null,null,null,null,null,null,null,"Recharger 902HD"]
[null,null,null,null,null,null,null,null,null,null,"Recharger 902HD End Cap"]
[null,null,null,null,null,null,null,null,null,null,"Recharger 902HD Submittal"]
[]
["Number of Rows-",null,null,null,null,null,null,{"$f":"'Cumulative Volume- Imperial'!C10","v":1},"units"]
["Total number of chambers -",null,null,null,null,null,null,{"$f":"'Cumulative Volume- Imperial'!C11","v":1},"units"]
["HVLV FC-48 Feed Connectors -",null,null,null,null,null,null,{"$f":"'Cumulative Volume- Imperial'!N11","v":0},"units"]
["Stone Void -",null,null,null,null,null,null,{"$f":"'Cumulative Volume- Imperial'!C12","v":40},"%"]
["Stone Base -",null,null,null,null,null,null,{"$f":"'Cumulative Volume- Imperial'!C13","v":9},"inches"]
["Stone Above Units -",null,null,null,null,null,null,{"$f":"'Cumulative Volume- Imperial'!C14","v":12},"inches"]
["Area -",null,null,null,null,null,null,{"$f":"'Cumulative Volume- Imperial'!C15","v":67},"ft2",{"$f":"R37","v":82.166666666666657},"Min. Area Required "]
["Base of Stone Elevation- ",null,null,null,null,null,null,{"$f":"'Cumulative Volume- Imperial'!C16","v":0},"ft",null,"Note: Min. Area required is based on"]
[null,null,null,null,null,null,null,null,null,null,"12\" around the system and typ. spacing"]
[]
["CULTEC Recharger 902HD Incremental Storage Volumes"]
["Height of System","Incremental Single Endcap","Incremental Single Chamber1","FC-48 Feed Connector single unit","End Cap Volume","Chamber Volume","Chamber & End Cap Vol","HVLV FC-48 Feed Connector Volume","Stone Volume","Cumulative Storage Volume","Total Cumulative Storage Volume","Elevation",null,null,null,null,null,null,"INSTALLED LENGTH",{"$f":"COUNTIF(X33:X129,\">0\")","v":12},null,null,null,null,null,null,null,null,null,null,"End cap vol per inch"]
["in","ft3","ft3","ft3","ft3","ft3","ft3","ft3","ft3","ft3","ft3","ft",null,null,null,"END CAP",null,{"$f":"H16*2","v":2},2,null,null,null,null,null,null,null,0.02,1,null,null,0.01]
[{"$f":"T40","v":69},{"$f":"IF(A29<=0,\"\",IF(V33>=1,LOOKUP(V33,AB$28:AB$75,AE$28:AE$75),0))","v":0},{"$f":"IF(A29<=0,\"\",IF(V33>=1,LOOKUP(V33,AB$28:AB$75,AA$28:AA$75),0))","v":0},{"$f":"IF(A29<=0,\"\",IF(V33>=37,LOOKUP(V33,AB$64:AB$75,AC$64:AC$75),0))","v":0},{"$f":"IF(A29=0,0,IF(A29<0,\"\",B29*$R$35))","v":0},{"$f":"IF(A29=0,0,IF(A29<0,\"\",C29*$R$34))","v":0},{"$f":"IF(A29=0,0,IF(A29<0,\"\",E29+F29))","v":0},{"$f":"IF(A29=0,0,IF(A29<0,\"\",D29*$R$36))","v":0},{"$f":"IF(A29=0,0,IF(A29<0,\"\",((H$22*1/12)-F29-E29-H29)*S$42))","v":2.2333333333333334},{"$f":"IF(A29=0,0,IF(A29<0,\"\",E29+F29+I29+H29))","v":2.2333333333333334},{"$f":"IF(A29=0,0,IF(A29<0,\"\",IF(A29=1,I29,J29+K30)))","v":213.80599999999984},{"$f":"IF(A29<0,\"\",ROUND($H$23+(A29/12),2))","v":5.75},null,null,null,"CHAMBER",null,{"$f":"H17","v":1},{"$f":"44/12","v":3.6666666666666665},null,null,null,null,null,null,null,0.05,2,null,null,1.4999999999999999E-2]
[{"$f":"IF(V33=0,0,IF(A29=\" \",\"\",A29-1))","v":68},0,0,0,{"$f":"IF(A30=0,0,IF(A30<0,\"\",B30*$R$35))","v":0},{"$f":"IF(A30=0,0,IF(A30<0,\"\",C30*$R$34))","v":0},{"$f":"IF(A30=0,0,IF(A30<0,\"\",E30+F30))","v":0},{"$f":"IF(A30=0,0,IF(A30<0,\"\",D30*$R$36))","v":0},{"$f":"IF(A30=0,0,IF(A30<0,\"\",((H$22*1/12)-F30-E30-H30)*S$42))","v":2.2333333333333334},{"$f":"IF(A30=0,0,IF(A30<0,\"\",E30+F30+I30+H30))","v":2.2333333333333334},{"$f":"IF(A30=0,0,IF(A30<0,\"\",IF(A30=1,I30,J30+K31)))","v":211.57266666666652},{"$f":"IF(A30<0,\"\",ROUND($H$23+(A30/12),2))","v":5.67},null,null,null,"STONE BORDER (FT.)",null,1,null,null,null,null,null,null,null,null,7.0000000000000007E-2,3,null,null,0.02]
[67,0,0,0,0,0,0,0,2.2333333333333334,2.2333333333333334,209.3393333333332,5.58,null,null,null,"CHAMBER SPACING (FT.)",null,0.75,null,null,null,null,null,null,null,null,0.12,4,null,null,2.5000000000000001E-2]
[66,0,0,0,0,0,0,0,2.2333333333333334,2.2333333333333334,207.10599999999988,5.5,null,null,null,"BED WIDTH",null,{"$f":"(H16*T43+(2*R30)-R31)","v":8.5},null,null,null,-1,-1,"above","base",null,0.16,5,null,null,0.03]
[65,0,0,0,0,0,0,0,2.2333333333333334,2.2333333333333334,204.87266666666656,5.42,null,null,null,"BED LENGTH",null,{"$f":"((R38*S29)+(2*S28)+(R30*2))","v":9.6666666666666661},null,null,null,{"$f":"IF(AND(V32>=1,V32<47),V32+1,IF(X33=0,1,IF(V32=47,V32+1,-1)))","v":-1},{"$f":"IF(W32>=1,W32+1,IF(X33=0,1,-1))","v":-1},{"$f":"H21","v":12},{"$f":"H20","v":9},null,0.2,6,null,null,0.04]
[64,0,0,0,0,0,0,0,2.2333333333333334,2.2333333333333334,202.63933333333324,5.33,null,null,null,"FT OF CHAMBER -",null,{"$f":"(R29*S29)","v":3.6666666666666665},null,null,null,-1,-1,{"$f":"X33-1","v":11},{"$f":"Y33-1","v":8},null,0.22,7,null,null,0.05]
[63,0,0,0,0,0,0,0,2.2333333333333334,2.2333333333333334,200.40599999999992,5.25,null,null,null,"FT OF END CAP-",null,{"$f":"(R28*S28)","v":4},null,null,null,-1,-1,10,7,null,0.24,8,null,null,5.5E-2]
[62,0,0,0,0,0,0,0,2.2333333333333334,2.2333333333333334,198.1726666666666,5.17,null,null,null,"FT OF FC CONNECTORS -",null,{"$f":"H18*R31","v":0},null,null,null,-1,-1,9,6,null,0.26999999999999957,9,null,null,6.5000000000000002E-2]
[61,0,0,0,0,0,0,0,2.2333333333333334,2.2333333333333334,195.93933333333328,5.08,null,null,null,"Area (Sq. Ft.) -",null,{"$f":"R33*R32","v":82.166666666666657},null,null,null,-1,-1,8,5,null,0.27,10,null,null,7.0000000000000007E-2]
[60,0,0,0,0,0,0,0,2.2333333333333334,2.2333333333333334,193.70599999999996,5,null,null,null,{"$f":"H16","v":1},"ROW OF",{"$f":"H17/H16","v":1},null,null,null,-1,-1,7,4,null,0.28999999999999998,11,null,null,0.08]
[59,0,0,0,0,0,0,0,2.2333333333333334,2.2333333333333334,191.47266666666664,4.92,null,null,null,null,null,null,null,"SYSTEM HEIGHT",null,-1,-1,6,3,null,0.3,12,null,null,8.5000000000000006E-2]
[58,0,0,0,0,0,0,0,2.2333333333333334,2.2333333333333334,189.23933333333332,4.83,null,null,null,null,null,null,null,{"$f":"H20+48+H21","v":69},null,-1,-1,5,2,null,0.31,13,null,null,9.5000000000000001E-2]
[57,0.01,0.02,0,0.04,7.3333333333333334E-2,0.11333333333333334,0,2.1880000000000002,2.3013333333333335,187.006,4.75,null,null,null,null,null,null,"Stone Void",null,null,-1,-1,4,1,null,0.33,14,null,null,0.105]
[56,1.4999999999999999E-2,0.05,0,0.06,0.18333333333333335,0.24333333333333335,0,2.1360000000000001,2.3793333333333333,184.70466666666667,4.67,null,null,null,null,null,null,{"$f":"H19/100","v":0.4},"Design unit width",null,-1,-1,3,0,null,0.34,15,null,null,0.115]
[55,0.02,7.0000000000000007E-2,0,0.08,0.25666666666666665,0.33666666666666667,0,2.0986666666666665,2.4353333333333333,182.32533333333333,4.58,null,null,null,null,null,null,null,7.25,null,-1,-1,2,-1,null,0.35,16,null,null,0.13]
[54,2.5000000000000001E-2,0.12,0,0.1,0.43999999999999995,0.53999999999999992,0,2.0173333333333332,2.5573333333333332,179.89,4.5,null,null,null,null,null,null,null,null,null,-1,-1,1,-2,null,0.35,17,null,null,0.14000000000000001]
[53,0.03,0.16,0,0.12,0.58666666666666667,0.70666666666666667,0,1.9506666666666665,2.6573333333333333,177.33266666666665,4.42,null,null,null,null,null,null,null,null,null,1,1,0,-3,null,0.36,18,null,null,0.15]
[52,0.04,0.2,0,0.16,0.73333333333333339,0.89333333333333342,0,1.8759999999999999,2.7693333333333334,174.67533333333333,4.33,null,null,null,null,null,null,null,null,null,2,2,-1,-4,null,0.37,19,null,null,0.155]
[51,0.05,0.22,0,0.2,0.80666666666666664,1.0066666666666666,0,1.8306666666666667,2.8373333333333335,171.90600000000001,4.25,null,null,null,null,null,null,null,null,null,3,3,-2,-5,null,0.38,20,null,null,0.16500000000000001]
[50,5.5E-2,0.24,0,0.22,0.87999999999999989,1.0999999999999999,0,1.7933333333333334,2.8933333333333335,169.06866666666667,4.17,null,null,null,null,null,null,null,null,null,4,4,-3,-6,null,0.39,21,null,null,0.17499999999999999]
[49,6.5000000000000002E-2,0.26999999999999957,0,0.26,0.98999999999999844,1.2499999999999984,0,1.7333333333333341,2.9833333333333325,166.17533333333333,4.08,null,null,null,null,null,null,null,null,null,5,5,-4,-7,null,0.39,22,null,null,0.18]
[48,7.0000000000000007E-2,0.27,0,0.28000000000000003,0.99,1.27,0,1.7253333333333332,2.995333333333333,163.19200000000001,4,null,null,null,null,null,null,null,null,null,6,6,-5,-8,null,0.4,23,null,null,0.19]
[47,0.08,0.28999999999999998,0,0.32,1.0633333333333332,1.3833333333333333,0,1.6799999999999997,3.063333333333333,160.19666666666669,3.92,null,null,null,null,null,null,null,null,null,7,7,-6,-9,null,0.4,24,null,null,0.19500000000000001]
[46,8.5000000000000006E-2,0.3,0,0.34,1.0999999999999999,1.44,0,1.6573333333333335,3.0973333333333333,157.13333333333335,3.83,null,null,null,null,null,null,null,null,null,8,8,-7,-10,null,0.41,25,null,null,0.2]
[45,9.5000000000000001E-2,0.31,0,0.38,1.1366666666666667,1.5166666666666666,0,1.6266666666666667,3.1433333333333335,154.03600000000003,3.75,null,null,null,null,null,null,null,null,null,9,9,-8,-11,null,0.41,26,null,null,0.21]
[44,0.105,0.33,0,0.42,1.21,1.63,0,1.5813333333333333,3.2113333333333332,150.89266666666668,3.67,null,null,null,null,null,null,null,null,null,10,10,-9,-12,null,0.41,27,null,null,0.215]
[43,0.115,0.34,0,0.46,1.2466666666666668,1.7066666666666668,0,1.5506666666666664,3.2573333333333334,147.68133333333336,3.58,null,null,null,null,null,null,null,null,null,11,11,-10,-13,null,0.42,28,null,null,0.22500000000000001]
[42,0.13,0.35,0,0.52,1.2833333333333332,1.8033333333333332,0,1.512,3.3153333333333332,144.42400000000004,3.5,null,null,null,null,null,null,null,null,null,12,12,-11,-14,null,0.42,29,null,null,0.23]
[41,0.14000000000000001,0.35,0,0.56000000000000005,1.2833333333333332,1.8433333333333333,0,1.496,3.3393333333333333,141.10866666666669,3.42,null,null,null,null,null,null,null,null,null,13,13,-12,-15,null,0.42,30,null,null,0.24]
[40,0.15,0.36,0,0.6,1.3199999999999998,1.92,0,1.4653333333333336,3.3853333333333335,137.76933333333335,3.33,null,null,null,null,null,null,null,null,null,14,14,-13,-16,null,0.43,31,null,null,0.245]
[39,0.155,0.37,0,0.62,1.3566666666666667,1.9766666666666666,0,1.4426666666666668,3.4193333333333333,134.38400000000001,3.25,null,null,null,null,null,null,null,null,null,15,15,-14,-17,null,0.43,32,null,null,0.25]
[38,0.16500000000000001,0.38,0,0.66,1.3933333333333333,2.0533333333333332,0,1.4119999999999999,3.4653333333333332,130.96466666666669,3.17,null,null,null,null,null,null,null,null,null,16,16,-15,-18,null,0.44,33,null,null,0.255]
[37,{"$f":"IF(A61<=0,\"\",IF(V65>=1,LOOKUP(V65,AB$28:AB$75,AE$28:AE$75),0))","v":0.17499999999999999},{"$f":"IF(A61<=0,\"\",IF(V65>=1,LOOKUP(V65,AB$28:AB$75,AA$28:AA$75),0))","v":0.39},{"$f":"IF(A61<=0,\"\",IF(V65>=37,LOOKUP(V65,AB$64:AB$75,AC$64:AC$75),0))","v":0},0.7,1.43,2.13,0,1.3813333333333333,3.511333333333333,127.49933333333337,3.08,null,null,null,null,null,null,null,null,null,17,17,-16,-19,null,0.44,34,null,null,0.26500000000000001]
[{"$f":"IF(V65=0,0,IF(A61=\" \",\"\",A61-1))","v":36},0.18,0.39,0,0.72,1.43,2.15,0,1.3733333333333335,3.5233333333333334,123.98800000000003,3,null,null,null,null,null,null,null,null,null,18,18,-17,-20,null,0.45,35,null,null,0.27]
[35,0.19,0.4,0,0.76,1.4666666666666668,2.2266666666666666,0,1.3426666666666667,3.5693333333333332,120.46466666666669,2.92,null,null,null,null,null,null,null,null,null,19,19,-18,-21,null,0.45,36,null,null,0.27500000000000002]
[34,0.19500000000000001,0.4,0,0.78,1.4666666666666668,2.246666666666667,0,1.3346666666666664,3.5813333333333333,116.89533333333335,2.83,null,null,null,null,null,null,null,null,null,20,20,-19,-22,null,0.45,37,4.0000000000000001E-3,1,0.28000000000000003]
[33,0.2,0.41,0,0.8,1.5033333333333332,2.3033333333333332,0,1.3120000000000003,3.6153333333333335,113.31400000000002,2.75,null,null,null,null,null,null,null,null,null,21,21,-20,-23,null,0.45,38,3.1E-2,2,0.28499999999999998]
[32,0.21,0.41,0,0.84,1.5033333333333332,2.3433333333333333,0,1.2960000000000003,3.6393333333333335,109.69866666666668,2.67,null,null,null,null,null,null,null,null,null,22,22,-21,-24,null,0.46,39,0.06,3,0.29499999999999998]
[31,0.215,0.41,0,0.86,1.5033333333333332,2.3633333333333333,0,1.2880000000000003,3.6513333333333335,106.05933333333334,2.58,null,null,null,null,null,null,null,null,null,23,23,-22,-25,null,0.46,40,7.2999999999999995E-2,4,0.3]
[30,0.22500000000000001,0.42,0,0.9,1.5399999999999998,2.44,0,1.2573333333333334,3.6973333333333334,102.408,2.5,null,null,null,null,null,null,null,null,null,24,24,-23,-26,null,0.46,41,8.1000000000000003E-2,5,0.31]
[29,0.23,0.42,0,0.92,1.5399999999999998,2.46,0,1.2493333333333334,3.7093333333333334,98.710666666666668,2.42,null,null,null,null,null,null,null,null,null,25,25,-24,-27,null,0.46,42,8.5000000000000006E-2,6,0.315]
[28,0.24,0.42,0,0.96,1.5399999999999998,2.5,0,1.2333333333333334,3.7333333333333334,95.001333333333335,2.33,null,null,null,null,null,null,null,null,null,26,26,-25,-28,null,0.47,43,8.8999999999999996E-2,7,0.32]
[27,0.245,0.43,0,0.98,1.5766666666666667,2.5566666666666666,0,1.2106666666666666,3.7673333333333332,91.268000000000001,2.25,null,null,null,null,null,null,null,null,null,27,27,-26,-29,null,0.47,44,9.2999999999999999E-2,8,0.32500000000000001]
[26,0.25,0.43,0,1,1.5766666666666667,2.5766666666666667,0,1.2026666666666666,3.7793333333333332,87.500666666666675,2.17,null,null,null,null,null,null,null,null,null,28,28,-27,-30,null,0.48,45,9.5000000000000001E-2,9,0.32500000000000001]
[25,0.255,0.44,0,1.02,1.6133333333333333,2.6333333333333333,0,1.18,3.8133333333333335,83.721333333333348,2.08,null,null,null,null,null,null,null,null,null,29,29,-28,-31,null,0.48,46,9.7000000000000003E-2,10,0.33]
[24,0.26500000000000001,0.44,0,1.06,1.6133333333333333,2.6733333333333333,0,1.1639999999999999,3.8373333333333335,79.908000000000015,2,null,null,null,null,null,null,null,null,null,30,30,-29,-32,null,0.48,47,9.9000000000000005E-2,11,0.33500000000000002]
[23,0.27,0.45,0,1.08,1.65,2.73,0,1.1413333333333333,3.8713333333333333,76.070666666666682,1.92,null,null,null,null,null,null,null,null,null,31,31,-30,-33,null,0.48,48,0.106,12,0.37]
[22,0.27500000000000002,0.45,0,1.1000000000000001,1.65,2.75,0,1.1333333333333333,3.8833333333333333,72.199333333333342,1.83,null,null,null,null,null,null,null,null,null,32,32,-31,-34]
[21,0.28000000000000003,0.45,4.0000000000000001E-3,1.1200000000000001,1.65,2.77,0,1.1253333333333333,3.8953333333333333,68.316000000000003,1.75,null,null,null,null,null,null,null,null,null,33,33,-32,-35]
[20,0.28499999999999998,0.45,3.1E-2,1.1399999999999999,1.65,2.79,0,1.1173333333333333,3.9073333333333333,64.420666666666676,1.67,null,null,null,null,null,null,null,null,null,34,34,-33,-36]
[19,0.29499999999999998,0.46,0.06,1.18,1.6866666666666668,2.8666666666666667,0,1.0866666666666667,3.9533333333333331,60.513333333333343,1.58,null,null,null,null,null,null,null,null,null,35,35,-34,-37]
[18,0.3,0.46,7.2999999999999995E-2,1.2,1.6866666666666668,2.8866666666666667,0,1.0786666666666667,3.9653333333333336,56.560000000000009,1.5,null,null,null,null,null,null,null,null,null,36,36,-35,-38]
[17,0.31,0.46,8.1000000000000003E-2,1.24,1.6866666666666668,2.9266666666666667,0,1.0626666666666666,3.9893333333333336,52.594666666666676,1.42,null,null,null,null,null,null,null,null,null,37,37,-36,-39]
[16,0.315,0.46,8.5000000000000006E-2,1.26,1.6866666666666668,2.9466666666666668,0,1.0546666666666666,4.0013333333333332,48.605333333333341,1.33,null,null,null,null,null,null,null,null,null,38,38,-37,-40]
[15,0.32,0.47,8.8999999999999996E-2,1.28,1.7233333333333332,3.003333333333333,0,1.032,4.035333333333333,44.604000000000006,1.25,null,null,null,null,null,null,null,null,null,39,39,-38,-41]
[14,0.32500000000000001,0.47,9.2999999999999999E-2,1.3,1.7233333333333332,3.0233333333333334,0,1.0239999999999998,4.0473333333333334,40.568666666666672,1.17,null,null,null,null,null,null,null,null,null,40,40,-39,-42]
[13,0.32500000000000001,0.48,9.5000000000000001E-2,1.3,1.7599999999999998,3.0599999999999996,0,1.0093333333333334,4.0693333333333328,36.521333333333338,1.08,null,null,null,null,null,null,null,null,null,41,41,-40,-43]
[12,0.33,0.48,9.7000000000000003E-2,1.32,1.7599999999999998,3.08,0,1.0013333333333332,4.0813333333333333,32.452000000000005,1,null,null,null,null,null,null,null,null,null,42,42,-41,-44]
[11,0.33500000000000002,0.48,9.9000000000000005E-2,1.34,1.7599999999999998,3.0999999999999996,0,0.9933333333333334,4.0933333333333328,28.370666666666672,0.92,null,null,null,null,null,null,null,null,null,43,43,-42,-45]
[10,0.37,0.48,0.106,1.48,1.7599999999999998,3.2399999999999998,0,0.93733333333333335,4.1773333333333333,24.277333333333338,0.83,null,null,null,null,null,null,null,null,null,44,44,-43,-46]
[9,0,0,0,0,0,0,0,2.2333333333333334,2.2333333333333334,20.100000000000005,0.75,null,null,null,null,null,null,null,null,null,45,45,-44,-47]
[8,0,0,0,0,0,0,0,2.2333333333333334,2.2333333333333334,17.866666666666671,0.67,null,null,null,null,null,null,null,null,null,46,46,-45,-48]
[7,0,0,0,0,0,0,0,2.2333333333333334,2.2333333333333334,15.633333333333336,0.57999999999999996,null,null,null,null,null,null,null,null,null,47,47,-46,-49]
[6,0,0,0,0,0,0,0,2.2333333333333334,2.2333333333333334,13.400000000000002,0.5,null,null,null,null,null,null,null,null,null,48,48,-47,-50]
[5,{"$f":"IF(A93<=0,\"\",IF(V97>=1,LOOKUP(V97,AB$28:AB$75,AE$28:AE$75),0))","v":0},{"$f":"IF(A93<=0,\"\",IF(V97>=1,LOOKUP(V97,AB$28:AB$75,AA$28:AA$75),0))","v":0},{"$f":"IF(A93<=0,\"\",IF(V97>=37,LOOKUP(V97,AB$64:AB$75,AC$64:AC$75),0))","v":0},0,0,0,0,2.2333333333333334,2.2333333333333334,11.166666666666668,0.42,null,null,null,null,null,null,null,null,null,-1,49,-48,-51]
[{"$f":"IF(V97=0,0,IF(A93=\" \",\"\",A93-1))","v":4},0,0,0,{"$f":"IF(A94=0,0,IF(A94<0,\"\",B94*$R$35))","v":0},{"$f":"IF(A94=0,0,IF(A94<0,\"\",C94*$R$34))","v":0},{"$f":"IF(A94=0,0,IF(A94<0,\"\",E94+F94))","v":0},{"$f":"IF(A94=0,0,IF(A94<0,\"\",D94*$R$36))","v":0},{"$f":"IF(A94=0,0,IF(A94<0,\"\",((H$22*1/12)-F94-E94-H94)*S$42))","v":2.2333333333333334},{"$f":"IF(A94=0,0,IF(A94<0,\"\",E94+F94+I94+H94))","v":2.2333333333333334},{"$f":"IF(A94=0,0,IF(A94<0,\"\",IF(A94=1,I94,J94+K95)))","v":8.9333333333333336},{"$f":"IF(A94<0,\"\",ROUND($H$23+(A94/12),2))","v":0.33},null,null,null,null,null,null,null,null,null,-1,50,-49,-52]
[3,0,0,0,0,0,0,0,2.2333333333333334,2.2333333333333334,6.7,0.25,null,null,null,null,null,null,null,null,null,-1,51,-50,-53]
[2,0,0,0,0,0,0,0,2.2333333333333334,2.2333333333333334,4.4666666666666668,0.17,null,null,null,null,null,null,null,null,null,-1,52,-51,-54]
[1,0,0,0,0,0,0,0,2.2333333333333334,2.2333333333333334,2.2333333333333334,0.08,null,null,null,null,null,null,null,null,null,{"$f":"IF(AND(V96>=1,V96<47),V96+1,IF(X97=0,1,IF(V96=47,V96+1,-1)))","v":-1},{"$f":"IF(W96>=1,W96+1,IF(X97=0,1,-1))","v":53},-52,-55]
[0,"","","",0,0,0,0,0,0,0,0,null,null,null,null,null,null,null,null,null,-1,54,{"$f":"X97-1","v":-53},{"$f":"Y97-1","v":-56}]
[-1,"","","","","","","","","","","",null,null,null,null,null,null,null,null,null,-1,55,-54,-57]
[-2,"","","","","","","","","","","",null,null,null,null,null,null,null,null,null,-1,56,-55,-58]
[-3,"","","","","","","","","","","",null,null,null,null,null,null,null,null,null,-1,57,-56,-59]
[-4,"","","","","","","","","","","",null,null,null,null,null,null,null,null,null,-1,58,-57,-60]
[-5,"","","","","","","","","","","",null,null,null,null,null,null,null,null,null,-1,59,-58,-61]
[-6,"","","","","","","","","","","",null,null,null,null,null,null,null,null,null,-1,60,-59,-62]
[-7,"","","","","","","","","","","",null,null,null,null,null,null,null,null,null,-1,61,-60,-63]
[-8,"","","","","","","","","","","",null,null,null,null,null,null,null,null,null,-1,62,-61,-64]
[-9,"","","","","","","","","","","",null,null,null,null,null,null,null,null,null,-1,63,-62,-65]
[-10,"","","","","","","","","","","",null,null,null,null,null,null,null,null,null,-1,64,-63,-66]
[-11,"","","","","","","","","","","",null,null,null,null,null,null,null,null,null,-1,65,-64,-67]
[-12,"","","","","","","","","","","",null,null,null,null,null,null,null,null,null,-1,66,-65,-68]
[-13,"","","","","","","","","","","",null,null,null,null,null,null,null,null,null,-1,67,-66,-69]
[-14,"","","","","","","","","","","",null,null,null,null,null,null,null,null,null,-1,68,-67,-70]
[-15,"","","","","","","","","","","",null,null,null,null,null,null,null,null,null,-1,69,-68,-71]
[-16,"","","","","","","","","","","",null,null,null,null,null,null,null,null,null,-1,70,-69,-72]
[-17,"","","","","","","","","","","",null,null,null,null,null,null,null,null,null,-1,71,-70,-73]
[-18,"","","","","","","","","","","",null,null,null,null,null,null,null,null,null,-1,72,-71,-74]
[-19,"","","","","","","","","","","",null,null,null,null,null,null,null,null,null,-1,73,-72,-75]
[-20,"","","","","","","","","","","",null,null,null,null,null,null,null,null,null,-1,74,-73,-76]
[-21,"","","","","","","","","","","",null,null,null,null,null,null,null,null,null,-1,75,-74,-77]
[-22,"","","","","","","","","","","",null,null,null,null,null,null,null,null,null,-1,76,-75,-78]
[-23,"","","","","","","","","","","",null,null,null,null,null,null,null,null,null,-1,77,-76,-79]
[-24,"","","","","","","","","","","",null,null,null,null,null,null,null,null,null,-1,78,-77,-80]
[-25,"","","","","","","","","","","",null,null,null,null,null,null,null,null,null,-1,79,-78,-81]
[-26,"","","","","","","","","","","",null,null,null,null,null,null,null,null,null,-1,80,-79,-82]
[-27,{"$f":"IF(A125<=0,\"\",IF(V129>=1,LOOKUP(V129,AB$28:AB$75,AE$28:AE$75),0))","v":""},{"$f":"IF(A125<=0,\"\",IF(V129>=1,LOOKUP(V129,AB$28:AB$75,AA$28:AA$75),0))","v":""},{"$f":"IF(A125<=0,\"\",IF(V129>=37,LOOKUP(V129,AB$64:AB$75,AC$64:AC$75),0))","v":""},"","","","","","","","",null,null,null,null,null,null,null,null,null,-1,81,-80,-83]
[{"$f":"IF(V129=0,0,IF(A125=\" \",\"\",A125-1))","v":-28},"","","","","","","","","","","",null,null,null,null,null,null,null,null,null,-1,82,-81,-84]
[-29,"","","","","","","","","","","",null,null,null,null,null,null,null,null,null,-1,83,-82,-85]
[-30,"","","","","","","","","","","",null,null,null,null,null,null,null,null,null,-1,84,-83,-86]
[-31,"","","","","","","","","","","",null,null,null,null,null,null,null,null,null,-1,85,-84,-87]
[-32,"","","","","","","","","","","",null,null,null,null,null,null,null,null,null,-1,86,-85,-88]
[-33,"","","","","","","","","","","",null,null,null,null,null,null,null,null,null,-1,87,-86,-89]
[-34,"","","","","","","","","","","",null,null,null,null,null,null,null,null,null,-1,88,-87,-90]
[-35,"","","","","","","","","","","",null,null,null,null,null,null,null,null,null,-1,89,-88,-91]
[-36,"","","","","","","","","","","",null,null,null,null,null,null,null,null,null,-1,90,-89,-92]
[-37,"","","","","","","","","","","",null,null,null,null,null,null,null,null,null,-1,91,-90,-93]
[-38,"","","","","","","","","","","",null,null,null,null,null,null,null,null,null,-1,92,-91,-94]
[-39,"","","","","","","","","","","",null,null,null,null,null,null,null,null,null,-1,93,-92,-95]
[-40,"","","","","","","","","","","",null,null,null,null,null,null,null,null,null,-1,94,-93,-96]
[-41,"","","","","","","","","","","",null,null,null,null,null,null,null,null,null,-1,95,-94,-97]
[-42,"","","","","","","","","","","",null,null,null,null,null,null,null,null,null,-1,96,-95,-98]
[-43,"","","","","","","","","","","",null,null,null,null,null,null,null,null,null,-1,97,-96,-99]
[-44,"","","","","","","","","","","",null,null,null,null,null,null,null,null,null,-1,98,-97,-100]
[-45,"","","","","","","","","","","",null,null,null,null,null,null,null,null,null,-1,99,-98,-101]
[-46,"","","","","","","","","","","",null,null,null,null,null,null,null,null,null,-1,100,-99,-102]
[-47,"","","","","","","","","","","",null,null,null,null,null,null,null,null,null,-1,101,-100,-103]
[-48,"","","","","","","","","","","",null,null,null,null,null,null,null,null,null,-1,102,-101,-104]
[-49,"","","","","","","","","","","",null,null,null,null,null,null,null,null,null,-1,103,-102,-105]
[-50,"","","","","","","","","","","",null,null,null,null,null,null,null,null,null,-1,104,-103,-106]
[-51,"","","","","","","","","","","",null,null,null,null,null,null,null,null,null,-1,105,-104,-107]
[-52,"","","","","","","","","","","",null,null,null,null,null,null,null,null,null,-1,106,-105,-108]
[-53,"","","","","","","","","","","",null,null,null,null,null,null,null,null,null,-1,107,-106,-109]
[-54,"","","","","","","","","","","",null,null,null,null,null,null,null,null,null,-1,108,-107,-110]
[-55,"","","","","","","","","","","",null,null,null,null,null,null,null,null,null,-1,109,-108,-111]
[-56,"","","","","","","","","","","",null,null,null,null,null,null,null,null,null,-1,110,-109,-112]
[null,null,null,null,null,null,{"$f":"IF(A155<=0,\"\",E155+F155)","v":""},null,null,null,null,null,null,null,null,null,null,null,null,null,null,-1,111,-110,-113]
[null,null,null,null,null,null,{"$f":"IF(A156<=0,\"\",E156+F156)","v":""},null,null,null,null,null,null,null,null,null,null,null,null,null,null,-1,112,-111,-114]
[null,null,null,null,null,null,"",null,null,null,null,null,null,null,null,null,null,null,null,null,null,-1,113,-112,-115]
[null,null,null,null,null,null,"",null,null,null,null,null,null,null,null,null,null,null,null,null,null,-1,114,-113,-116]
[null,null,null,null,null,null,"",null,null,null,null,null,null,null,null,null,null,null,null,null,null,-1,115,-114,-117]
[null,null,null,null,null,null,"",null,null,null,null,null,null,null,null,null,null,null,null,null,null,-1,116,-115,-118]
[null,null,null,null,null,null,"",null,null,null,null,null,null,null,null,null,null,null,null,null,null,{"$f":"IF(AND(V160>=1,V160<47),V160+1,IF(X161=0,1,IF(V160=47,V160+1,-1)))","v":-1},{"$f":"IF(W160>=1,W160+1,IF(X161=0,1,-1))","v":117},-116,-119]
[null,null,null,null,null,null,"",null,null,null,null,null,null,null,null,null,null,null,null,null,null,-1,118,{"$f":"X161-1","v":-117},{"$f":"Y161-1","v":-120}]
[null,null,null,null,null,null,"",null,null,null,null,null,null,null,null,null,null,null,null,null,null,-1,119,-118,-121]
[null,null,null,null,null,null,"",null,null,null,null,null,null,null,null,null,null,null,null,null,null,-1,120,-119,-122]
[null,null,null,null,null,null,"",null,null,null,null,null,null,null,null,null,null,null,null,null,null,-1,121,-120,-123]
[null,null,null,null,null,null,"",null,null,null,null,null,null,null,null,null,null,null,null,null,null,-1,122,-121,-124]
[null,null,null,null,null,null,"",null,null,null,null,null,null,null,null,null,null,null,null,null,null,-1,123,-122,-125]
[null,null,null,null,null,null,"",null,null,null,null,null,null,null,null,null,null,null,null,null,null,-1,124,-123,-126]
[null,null,null,null,null,null,"",null,null,null,null,null,null,null,null,null,null,null,null,null,null,-1,125,-124,-127]
[null,null,null,null,null,null,"",null,null,null,null,null,null,null,null,null,null,null,null,null,null,-1,126,-125,-128]
[null,null,null,null,null,null,"",null,null,null,null,null,null,null,null,null,null,null,null,null,null,-1,127,-126,-129]
[null,null,null,null,null,null,"",null,null,null,null,null,null,null,null,null,null,null,null,null,null,-1,128,-127,-130]
[null,null,null,null,null,null,"",null,null,null,null,null,null,null,null,null,null,null,null,null,null,-1,129,-128,-131]
[null,null,null,null,null,null,"",null,null,null,null,null,null,null,null,null,null,null,null,null,null,-1,130,-129,-132]
[null,null,null,null,null,null,"",null,null,null,null,null,null,null,null,null,null,null,null,null,null,-1,131,-130,-133]
[null,null,null,null,null,null,"",null,null,null,null,null,null,null,null,null,null,null,null,null,null,-1,132,-131,-134]
[null,null,null,null,null,null,"",null,null,null,null,null,null,null,null,null,null,null,null,null,null,-1,133,-132,-135]
[null,null,null,null,null,null,"",null,null,null,null,null,null,null,null,null,null,null,null,null,null,-1,134,-133,-136]
[null,null,null,null,null,null,"",null,null,null,null,null,null,null,null,null,null,null,null,null,null,-1,135,-134,-137]
[null,null,null,null,null,null,"",null,null,null,null,null,null,null,null,null,null,null,null,null,null,-1,136,-135,-138]
[null,null,null,null,null,null,"",null,null,null,null,null,null,null,null,null,null,null,null,null,null,-1,137,-136,-139]
[null,null,null,null,null,null,"",null,null,null,null,null,null,null,null,null,null,null,null,null,null,-1,138,-137,-140]
[null,null,null,null,null,null,"",null,null,null,null,null,null,null,null,null,null,null,null,null,null,-1,139,-138,-141]
[null,null,null,null,null,null,"",null,null,null,null,null,null,null,null,null,null,null,null,null,null,-1,140,-139,-142]
[null,null,null,null,null,null,"",null,null,null,null,null,null,null,null,null,null,null,null,null,null,-1,141,-140,-143]
[null,null,null,null,null,null,"",null,null,null,null,null,null,null,null,null,null,null,null,null,null,-1,142,-141,-144]
[null,null,null,null,null,null,"",null,null,null,null,null,null,null,null,null,null,null,null,null,null,-1,143,-142,-145]
[null,null,null,null,null,null,"",null,null,null,null,null,null,null,null,null,null,null,null,null,null,-1,144,-143,-146]
[null,null,null,null,null,null,"",null,null,null,null,null,null,null,null,null,null,null,null,null,null,-1,145,-144,-147]
[null,null,null,null,null,null,"",null,null,null,null,null,null,null,null,null,null,null,null,null,null,-1,146,-145,-148]
[null,null,null,null,null,null,"",null,null,null,null,null,null,null,null,null,null,null,null,null,null,-1,147,-146,-149]
[null,null,null,null,null,null,"",null,null,null,null,null,null,null,null,null,null,null,null,null,null,-1,148,-147,-150]
[null,null,null,null,null,null,"",null,null,null,null,null,null,null,null,null,null,null,null,null,null,-1,149,-148,-151]
[null,null,null,null,null,null,"",null,null,null,null,null,null,null,null,null,null,null,null,null,null,-1,150,-149,-152]
[null,null,null,null,null,null,"",null,null,null,null,null,null,null,null,null,null,null,null,null,null,-1,151,-150,-153]
[null,null,null,null,null,null,"",null,null,null,null,null,null,null,null,null,null,null,null,null,null,-1,152,-151,-154]
[null,null,null,null,null,null,"",null,null,null,null,null,null,null,null,null,null,null,null,null,null,-1,153,-152,-155]
[null,null,null,null,null,null,"",null,null,null,null,null,null,null,null,null,null,null,null,null,null,-1,154,-153,-156]
[null,null,null,null,null,null,"",null,null,null,null,null,null,null,null,null,null,null,null,null,null,-1,155,-154,-157]
[null,null,null,null,null,null,"",null,null,null,null,null,null,null,null,null,null,null,null,null,null,-1,156,-155,-158]
[null,null,null,null,null,null,"",null,null,null,null,null,null,null,null,null,null,null,null,null,null,-1,157,-156,-159]
[null,null,null,null,null,null,"",null,null,null,null,null,null,null,null,null,null,null,null,null,null,-1,158,-157,-160]
[null,null,null,null,null,null,"",null,null,null,null,null,null,null,null,null,null,null,null,null,null,-1,159,-158,-161]
[null,null,null,null,null,null,"",null,null,null,null,null,null,null,null,null,null,null,null,null,null,-1,160,-159,-162]
[null,null,null,null,null,null,"",null,null,null,null,null,null,null,null,null,null,null,null,null,null,-1,161,-160,-163]
[null,null,null,null,null,null,"",null,null,null,null,null,null,null,null,null,null,null,null,null,null,-1,162,-161,-164]
[null,null,null,null,null,null,"",null,null,null,null,null,null,null,null,null,null,null,null,null,null,-1,163,-162,-165]
[null,null,null,null,null,null,"",null,null,null,null,null,null,null,null,null,null,null,null,null,null,-1,164,-163,-166]
[null,null,null,null,null,null,"",null,null,null,null,null,null,null,null,null,null,null,null,null,null,-1,165,-164,-167]
[null,null,null,null,null,null,"",null,null,null,null,null,null,null,null,null,null,null,null,null,null,-1,166,-165,-168]
[null,null,null,null,null,null,"",null,null,null,null,null,null,null,null,null,null,null,null,null,null,-1,167,-166,-169]
[null,null,null,null,null,null,"",null,null,null,null,null,null,null,null,null,null,null,null,null,null,-1,168,-167,-170]
[null,null,null,null,null,null,"",null,null,null,null,null,null,null,null,null,null,null,null,null,null,-1,169,-168,-171]
[null,null,null,null,null,null,"",null,null,null,null,null,null,null,null,null,null,null,null,null,null,-1,170,-169,-172]
[null,null,null,null,null,null,"",null,null,null,null,null,null,null,null,null,null,null,null,null,null,-1,171,-170,-173]
[null,null,null,null,null,null,"",null,null,null,null,null,null,null,null,null,null,null,null,null,null,-1,172,-171,-174]
[null,null,null,null,null,null,"",null,null,null,null,null,null,null,null,null,null,null,null,null,null,-1,173,-172,-175]
[null,null,null,null,null,null,"",null,null,null,null,null,null,null,null,null,null,null,null,null,null,-1,174,-173,-176]
[null,null,null,null,null,null,"",null,null,null,null,null,null,null,null,null,null,null,null,null,null,-1,175,-174,-177]
[null,null,null,null,null,null,{"$f":"IF(A220<=0,\"\",E220+F220)","v":""},null,null,null,null,null,null,null,null,null,null,null,null,null,null,-1,176,-175,-178]
[null,null,null,null,null,null,"",null,null,null,null,null,null,null,null,null,null,null,null,null,null,-1,177,-176,-179]
[null,null,null,null,null,null,"",null,null,null,null,null,null,null,null,null,null,null,null,null,null,-1,178,-177,-180]
[null,null,null,null,null,null,"",null,null,null,null,null,null,null,null,null,null,null,null,null,null,-1,179,-178,-181]
[null,null,null,null,null,null,"",null,null,null,null,null,null,null,null,null,null,null,null,null,null,-1,180,-179,-182]
[null,null,null,null,null,null,"",null,null,null,null,null,null,null,null,null,null,null,null,null,null,{"$f":"IF(AND(V224>=1,V224<47),V224+1,IF(X225=0,1,IF(V224=47,V224+1,-1)))","v":-1},{"$f":"IF(W224>=1,W224+1,IF(X225=0,1,-1))","v":181},-180,-183]
[null,null,null,null,null,null,"",null,null,null,null,null,null,null,null,null,null,null,null,null,null,-1,182,{"$f":"X225-1","v":-181},{"$f":"Y225-1","v":-184}]
[null,null,null,null,null,null,"",null,null,null,null,null,null,null,null,null,null,null,null,null,null,-1,183,-182,-185]
[null,null,null,null,null,null,"",null,null,null,null,null,null,null,null,null,null,null,null,null,null,-1,184,-183,-186]
[null,null,null,null,null,null,"",null,null,null,null,null,null,null,null,null,null,null,null,null,null,-1,185,-184,-187]
[null,null,null,null,null,null,"",null,null,null,null,null,null,null,null,null,null,null,null,null,null,-1,186,-185,-188]
[null,null,null,null,null,null,"",null,null,null,null,null,null,null,null,null,null,null,null,null,null,-1,187,-186,-189]
[null,null,null,null,null,null,"",null,null,null,null,null,null,null,null,null,null,null,null,null,null,-1,188,-187,-190]
[null,null,null,null,null,null,"",null,null,null,null,null,null,null,null,null,null,null,null,null,null,-1,189,-188,-191]
[null,null,null,null,null,null,"",null,null,null,null,null,null,null,null,null,null,null,null,null,null,-1,190,-189,-192]
[null,null,null,null,null,null,"",null,null,null,null,null,null,null,null,null,null,null,null,null,null,-1,191,-190,-193]
[null,null,null,null,null,null,"",null,null,null,null,null,null,null,null,null,null,null,null,null,null,-1,192,-191,-194]
[null,null,null,null,null,null,"",null,null,null,null,null,null,null,null,null,null,null,null,null,null,-1,193,-192,-195]
[null,null,null,null,null,null,"",null,null,null,null,null,null,null,null,null,null,null,null,null,null,-1,194,-193,-196]
[null,null,null,null,null,null,"",null,null,null,null,null,null,null,null,null,null,null,null,null,null,-1,195,-194,-197]
[null,null,null,null,null,null,"",null,null,null,null,null,null,null,null,null,null,null,null,null,null,-1,196,-195,-198]
[null,null,null,null,null,null,"",null,null,null,null,null,null,null,null,null,null,null,null,null,null,-1,197,-196,-199]
[null,null,null,null,null,null,"",null,null,null,null,null,null,null,null,null,null,null,null,null,null,-1,198,-197,-200]
[null,null,null,null,null,null,"",null,null,null,null,null,null,null,null,null,null,null,null,null,null,-1,199,-198,-201]
[null,null,null,null,null,null,"",null,null,null,null,null,null,null,null,null,null,null,null,null,null,-1,200,-199,-202]
[null,null,null,null,null,null,"",null,null,null,null,null,null,null,null,null,null,null,null,null,null,-1,201,-200,-203]
[null,null,null,null,null,null,"",null,null,null,null,null,null,null,null,null,null,null,null,null,null,-1,202,-201,-204]
[null,null,null,null,null,null,"",null,null,null,null,null,null,null,null,null,null,null,null,null,null,-1,203,-202,-205]
[null,null,null,null,null,null,"",null,null,null,null,null,null,null,null,null,null,null,null,null,null,-1,204,-203,-206]
[null,null,null,null,null,null,"",null,null,null,null,null,null,null,null,null,null,null,null,null,null,-1,205,-204,-207]
[null,null,null,null,null,null,"",null,null,null,null,null,null,null,null,null,null,null,null,null,null,-1,206,-205,-208]
[null,null,null,null,null,null,"",null,null,null,null,null,null,null,null,null,null,null,null,null,null,-1,207,-206,-209]
[null,null,null,null,null,null,"",null,null,null,null,null,null,null,null,null,null,null,null,null,null,-1,208,-207,-210]
[null,null,null,null,null,null,"",null,null,null,null,null,null,null,null,null,null,null,null,null,null,-1,209,-208,-211]
[null,null,null,null,null,null,"",null,null,null,null,null,null,null,null,null,null,null,null,null,null,-1,210,-209,-212]
[null,null,null,null,null,null,"",null,null,null,null,null,null,null,null,null,null,null,null,null,null,-1,211,-210,-213]
[null,null,null,null,null,null,"",null,null,null,null,null,null,null,null,null,null,null,null,null,null,-1,212,-211,-214]
[null,null,null,null,null,null,"",null,null,null,null,null,null,null,null,null,null,null,null,null,null,-1,213,-212,-215]
[null,null,null,null,null,null,"",null,null,null,null,null,null,null,null,null,null,null,null,null,null,-1,214,-213,-216]
[null,null,null,null,null,null,"",null,null,null,null,null,null,null,null,null,null,null,null,null,null,-1,215,-214,-217]
[null,null,null,null,null,null,"",null,null,null,null,null,null,null,null,null,null,null,null,null,null,-1,216,-215,-218]
[null,null,null,null,null,null,"",null,null,null,null,null,null,null,null,null,null,null,null,null,null,-1,217,-216,-219]
[null,null,null,null,null,null,"",null,null,null,null,null,null,null,null,null,null,null,null,null,null,-1,218,-217,-220]
[null,null,null,null,null,null,"",null,null,null,null,null,null,null,null,null,null,null,null,null,null,-1,219,-218,-221]
[null,null,null,null,null,null,"",null,null,null,null,null,null,null,null,null,null,null,null,null,null,-1,220,-219,-222]
[null,null,null,null,null,null,"",null,null,null,null,null,null,null,null,null,null,null,null,null,null,-1,221,-220,-223]
[null,null,null,null,null,null,"",null,null,null,null,null,null,null,null,null,null,null,null,null,null,-1,222,-221,-224]
[null,null,null,null,null,null,"",null,null,null,null,null,null,null,null,null,null,null,null,null,null,-1,223,-222,-225]
[null,null,null,null,null,null,"",null,null,null,null,null,null,null,null,null,null,null,null,null,null,-1,224,-223,-226]
[null,null,null,null,null,null,"",null,null,null,null,null,null,null,null,null,null,null,null,null,null,-1,225,-224,-227]
[null,null,null,null,null,null,"",null,null,null,null,null,null,null,null,null,null,null,null,null,null,-1,226,-225,-228]
[null,null,null,null,null,null,"",null,null,null,null,null,null,null,null,null,null,null,null,null,null,-1,227,-226,-229]
[null,null,null,null,null,null,"",null,null,null,null,null,null,null,null,null,null,null,null,null,null,-1,228,-227,-230]
[null,null,null,null,null,null,"",null,null,null,null,null,null,null,null,null,null,null,null,null,null,-1,229,-228,-231]
[null,null,null,null,null,null,"",null,null,null,null,null,null,null,null,null,null,null,null,null,null,-1,230,-229,-232]
[null,null,null,null,null,null,"",null,null,null,null,null,null,null,null,null,null,null,null,null,null,-1,231,-230,-233]
[null,null,null,null,null,null,"",null,null,null,null,null,null,null,null,null,null,null,null,null,null,-1,232,-231,-234]
[null,null,null,null,null,null,"",null,null,null,null,null,null,null,null,null,null,null,null,null,null,-1,233,-232,-235]
[null,null,null,null,null,null,"",null,null,null,null,null,null,null,null,null,null,null,null,null,null,-1,234,-233,-236]
[null,null,null,null,null,null,"",null,null,null,null,null,null,null,null,null,null,null,null,null,null,-1,235,-234,-237]
[null,null,null,null,null,null,"",null,null,null,null,null,null,null,null,null,null,null,null,null,null,-1,236,-235,-238]
[null,null,null,null,null,null,"",null,null,null,null,null,null,null,null,null,null,null,null,null,null,-1,237,-236,-239]
[null,null,null,null,null,null,"",null,null,null,null,null,null,null,null,null,null,null,null,null,null,-1,238,-237,-240]
[null,null,null,null,null,null,"",null,null,null,null,null,null,null,null,null,null,null,null,null,null,-1,239,-238,-241]
[null,null,null,null,null,null,{"$f":"IF(A284<=0,\"\",E284+F284)","v":""},null,null,null,null,null,null,null,null,null,null,null,null,null,null,-1,240,-239,-242]
[null,null,null,null,null,null,"",null,null,null,null,null,null,null,null,null,null,null,null,null,null,-1,241,-240,-243]
[null,null,null,null,null,null,"",null,null,null,null,null,null,null,null,null,null,null,null,null,null,-1,242,-241,-244]
[null,null,null,null,null,null,"",null,null,null,null,null,null,null,null,null,null,null,null,null,null,-1,243,-242,-245]
[null,null,null,null,null,null,"",null,null,null,null,null,null,null,null,null,null,null,null,null,null,-1,244,-243,-246]
[null,null,null,null,null,null,"",null,null,null,null,null,null,null,null,null,null,null,null,null,null,{"$f":"IF(AND(V288>=1,V288<47),V288+1,IF(X289=0,1,IF(V288=47,V288+1,-1)))","v":-1},{"$f":"IF(W288>=1,W288+1,IF(X289=0,1,-1))","v":245},-244,-247]
[null,null,null,null,null,null,"",null,null,null,null,null,null,null,null,null,null,null,null,null,null,-1,246,{"$f":"X289-1","v":-245},{"$f":"Y289-1","v":-248}]
[null,null,null,null,null,null,"",null,null,null,null,null,null,null,null,null,null,null,null,null,null,-1,247,-246,-249]
[null,null,null,null,null,null,"",null,null,null,null,null,null,null,null,null,null,null,null,null,null,-1,248,-247,-250]
[null,null,null,null,null,null,"",null,null,null,null,null,null,null,null,null,null,null,null,null,null,-1,249,-248,-251]
[null,null,null,null,null,null,"",null,null,null,null,null,null,null,null,null,null,null,null,null,null,-1,250,-249,-252]
[null,null,null,null,null,null,"",null,null,null,null,null,null,null,null,null,null,null,null,null,null,-1,251,-250,-253]
[null,null,null,null,null,null,"",null,null,null,null,null,null,null,null,null,null,null,null,null,null,-1,252,-251,-254]
[null,null,null,null,null,null,"",null,null,null,null,null,null,null,null,null,null,null,null,null,null,-1,253,-252,-255]
[null,null,null,null,null,null,"",null,null,null,null,null,null,null,null,null,null,null,null,null,null,-1,254,-253,-256]
[null,null,null,null,null,null,"",null,null,null,null,null,null,null,null,null,null,null,null,null,null,-1,255,-254,-257]
[null,null,null,null,null,null,"",null,null,null,null,null,null,null,null,null,null,null,null,null,null,-1,256,-255,-258]
[null,null,null,null,null,null,"",null,null,null,null,null,null,null,null,null,null,null,null,null,null,-1,257,-256,-259]
[null,null,null,null,null,null,"",null,null,null,null,null,null,null,null,null,null,null,null,null,null,-1,258,-257,-260]
[null,null,null,null,null,null,"",null,null,null,null,null,null,null,null,null,null,null,null,null,null,-1,259,-258,-261]
[null,null,null,null,null,null,"",null,null,null,null,null,null,null,null,null,null,null,null,null,null,-1,260,-259,-262]
[null,null,null,null,null,null,"",null,null,null,null,null,null,null,null,null,null,null,null,null,null,-1,261,-260,-263]
[null,null,null,null,null,null,"",null,null,null,null,null,null,null,null,null,null,null,null,null,null,-1,262,-261,-264]
[null,null,null,null,null,null,"",null,null,null,null,null,null,null,null,null,null,null,null,null,null,-1,263,-262,-265]
[null,null,null,null,null,null,"",null,null,null,null,null,null,null,null,null,null,null,null,null,null,-1,264,-263,-266]
[null,null,null,null,null,null,"",null,null,null,null,null,null,null,null,null,null,null,null,null,null,-1,265,-264,-267]
[null,null,null,null,null,null,"",null,null,null,null,null,null,null,null,null,null,null,null,null,null,-1,266,-265,-268]
[null,null,null,null,null,null,"",null,null,null,null,null,null,null,null,null,null,null,null,null,null,-1,267,-266,-269]
[null,null,null,null,null,null,"",null,null,null,null,null,null,null,null,null,null,null,null,null,null,-1,268,-267,-270]
[null,null,null,null,null,null,"",null,null,null,null,null,null,null,null,null,null,null,null,null,null,-1,269,-268,-271]
[null,null,null,null,null,null,"",null,null,null,null,null,null,null,null,null,null,null,null,null,null,-1,270,-269,-272]
[null,null,null,null,null,null,"",null,null,null,null,null,null,null,null,null,null,null,null,null,null,-1,271,-270,-273]
[null,null,null,null,null,null,"",null,null,null,null,null,null,null,null,null,null,null,null,null,null,-1,272,-271,-274]
[null,null,null,null,null,null,"",null,null,null,null,null,null,null,null,null,null,null,null,null,null,-1,273,-272,-275]
[null,null,null,null,null,null,"",null,null,null,null,null,null,null,null,null,null,null,null,null,null,-1,274,-273,-276]
[null,null,null,null,null,null,"",null,null,null,null,null,null,null,null,null,null,null,null,null,null,-1,275,-274,-277]
[null,null,null,null,null,null,"",null,null,null,null,null,null,null,null,null,null,null,null,null,null,-1,276,-275,-278]
[null,null,null,null,null,null,"",null,null,null,null,null,null,null,null,null,null,null,null,null,null,-1,277,-276,-279]
[null,null,null,null,null,null,"",null,null,null,null,null,null,null,null,null,null,null,null,null,null,-1,278,-277,-280]
[null,null,null,null,null,null,"",null,null,null,null,null,null,null,null,null,null,null,null,null,null,-1,279,-278,-281]
[null,null,null,null,null,null,"",null,null,null,null,null,null,null,null,null,null,null,null,null,null,-1,280,-279,-282]
[null,null,null,null,null,null,"",null,null,null,null,null,null,null,null,null,null,null,null,null,null,-1,281,-280,-283]
[null,null,null,null,null,null,"",null,null,null,null,null,null,null,null,null,null,null,null,null,null,-1,282,-281,-284]
[null,null,null,null,null,null,"",null,null,null,null,null,null,null,null,null,null,null,null,null,null,-1,283,-282,-285]
[null,null,null,null,null,null,"",null,null,null,null,null,null,null,null,null,null,null,null,null,null,-1,284,-283,-286]
[null,null,null,null,null,null,"",null,null,null,null,null,null,null,null,null,null,null,null,null,null,-1,285,-284,-287]
[null,null,null,null,null,null,"",null,null,null,null,null,null,null,null,null,null,null,null,null,null,-1,286,-285,-288]
[null,null,null,null,null,null,"",null,null,null,null,null,null,null,null,null,null,null,null,null,null,-1,287,-286,-289]
[null,null,null,null,null,null,null,null,null,null,null,null,null,null,null,null,null,null,null,null,null,-1,288,-287,-290]

{"sheet":"C-4HD-Metric","index":11,"n_rows":335,"n_cols":29,"rows_kept":335,"cut":false,"hidden":true,"merged":[[9,1,9,6],[10,1,10,6],[11,1,11,6],[12,1,12,6],[25,0,25,12]]}
[]
[]
[]
[]
[]
[]
[]
[]
[null,"Project Information:",null,null,null,null,"Date:",{"$f":"TODAY()","v":"2024-05-09"},null,null,"Helpful Links:"]
[null,null,null,null,null,null,null,null,null,null,"www.cultec.com"]
[null,null,null,null,null,null,null,null,null,null,"StormGenie@cultec.com"]
[null,null,null,null,null,null,null,null,null,null,"Contactor Field Drain C-4HD"]
[null,null,null,null,null,null,null,null,null,null,"Contactor Field Drain C-4HD Submittal"]
[]
[]
[null,"Number or Rows-",null,null,null,null,{"$f":"'Cumulative Volume- Metric'!C10","v":2},null,"units"]
[null,"Total number of chambers -",null,null,null,null,{"$f":"'Cumulative Volume- Metric'!C11","v":46},null,"units"]
[null,"Stone Void -",null,null,null,null,{"$f":"'Cumulative Volume- Metric'!C12","v":40},null,"%"]
[null,"Stone Base -",null,null,null,null,{"$f":"'Cumulative Volume- Metric'!C13","v":229},null,"mm"]
[null,"Stone Above Units -",null,null,null,null,{"$f":"'Cumulative Volume- Metric'!C14","v":305},null,"mm"]
[null,"Area -",null,null,null,null,{"$f":"'Cumulative Volume- Metric'!C15","v":127.79},null,"m2",null,{"$f":"T49","v":173.264095},null,"Min. Area Required "]
[null,"Base of Stone Elevation- ",null,null,null,null,{"$f":"'Cumulative Volume- Metric'!C16","v":0},null,"m",null,null,null,"Note: Min. Area required is based on"]
[null,null,null,null,null,null,null,null,null,null,null,null,"305mm around the system and typ. spacing"]
[]
[]
["CULTEC Field Drain C-4HD Incremental Storage Volumes"]
["Height of System (inches)","Height of System","Incremental Single Chamber","Incremental Single Chamber2","Chamber Volume","Chamber Volume2","Stone Volume","Stone Volume2","Cumulative Storage Volume","Cumulative Storage Volume2","Total Cumulative Storage Volume","Total Cumulative Storage Volume2","Elevation"]
["in","mm","m3","ft3","m3","ft3","m3","ft3","m3","ft3","m3","ft3","m"]
[{"$f":"U54","v":29.5},{"$f":"A29*25.4","v":749.3},{"$f":"IF(A29<0,\"\",D29*0.0283168)","v":0},{"$f":"IF(A29<0,\"\",IF(W36>=1,LOOKUP(W36,AC$53:AC$61,AB$53:AB$61),0))","v":0},{"$f":"IF(A29=0,0,IF(A29<0,\"\",F29*0.0283168))","v":0},{"$f":"IF(A29=0,0,IF(A29<0,\"\",D29*$S$48))","v":0},{"$f":"IF(A29=0,0,IF(A29<0,\"\",H29*0.0283168))","v":1.2983430072606934},{"$f":"IF(A29=0,0,IF(A29<0,\"\",IF(D29=$AB$53,((S$37*0.5/12)-F29)*T$56,((S$37*1/12)-F29)*T$56)))","v":45.850626033333334},{"$f":"IF(A29=0,0,IF(A29<0,\"\",J29*0.0283168))","v":1.2983430072606934},{"$f":"IF(A29=0,0,IF(A29<0,\"\",F29+H29))","v":45.850626033333334},{"$f":"IF(A29=0,0,IF(A29<0,\"\",L29*0.0283168))","v":48.921379861070463},{"$f":"IF(A29=0,0,IF(A29<0,\"\",IF(A29=1,H29,J29+L30)))","v":1727.6450679833338},{"$f":"IF(A29<0,\"\",G$22+B29/1000)","v":0.74929999999999997}]
[{"$f":"IF(W36=0,0,IF(A29=\" \",\"\",IF(W36=1,A29-0.5,A29-1)))","v":28.5},723.9,{"$f":"IF(A30<0,\"\",D30*0.0283168)","v":0},{"$f":"IF(A30<0,\"\",IF(W37>=1,LOOKUP(W37,AC$53:AC$61,AB$53:AB$61),0))","v":0},0,0,1.2983430072606934,{"$f":"IF(A30=0,0,IF(A30<0,\"\",IF(D30=$AB$53,((S$37*0.5/12)-F30)*T$56,((S$37*1/12)-F30)*T$56)))","v":45.850626033333334},1.2983430072606934,45.850626033333334,47.623036853809772,1681.7944419500004,0.72389999999999999,null,null,null,null,null,null,null,null,null,null,null,{"$f":"ROUND(G20*0.0393701,0)","v":12},{"$f":"ROUND(G19*0.0393701,0)","v":9}]
[27.5,698.5,0,0,0,0,1.2983430072606934,45.850626033333334,1.2983430072606934,45.850626033333334,46.324693846549074,1635.9438159166671,0.69850000000000001]
[26.5,673.09999999999991,0,0,0,0,1.2983430072606934,45.850626033333334,1.2983430072606934,45.850626033333334,45.026350839288384,1590.0931898833337,0.67309999999999992]
[25.5,647.69999999999993,0,0,0,0,1.2983430072606934,45.850626033333334,1.2983430072606934,45.850626033333334,43.728007832027693,1544.2425638500004,0.64769999999999994]
[24.5,622.29999999999995,0,0,0,0,1.2983430072606934,45.850626033333334,1.2983430072606934,45.850626033333334,42.429664824766995,1498.391937816667,0.62229999999999996]
[23.5,596.9,0,0,0,0,1.2983430072606934,45.850626033333334,1.2983430072606934,45.850626033333334,41.131321817506304,1452.5413117833336,0.59689999999999999,null,null,null,null,null,"Area",null,null,null,-1,-1,"above","base"]
[22.5,571.5,0,0,0,0,1.2983430072606934,45.850626033333334,1.2983430072606934,45.850626033333334,39.832978810245606,1406.6906857500003,0.57150000000000001,null,null,null,null,"m2",{"$f":"G21","v":127.79},null,null,null,{"$f":"IF(AND(W35>=1,W35<8),W35+1,IF(Y36=0,1,IF(W35=8,W35+0.5,-1)))","v":-1},{"$f":"IF(X35>=1,X35+1,IF(Y36=0,1,-1))","v":-1},{"$f":"Y30","v":12},{"$f":"Z30","v":9}]
[21.5,546.1,0,0,0,0,1.2983430072606934,45.850626033333334,1.2983430072606934,45.850626033333334,38.534635802984916,1360.8400597166669,0.54610000000000003,null,null,null,null,"ft2",{"$f":"S36*10.7639","v":1375.518781},null,null,null,{"$f":"IF(AND(W36>=1,W36<8),W36+1,IF(Y37=0,1,IF(W36=8,W36+0.5,-1)))","v":-1},-1,{"$f":"Y36-1","v":11},8]
[20.5,520.69999999999993,0,0,0,0,1.2983430072606934,45.850626033333334,1.2983430072606934,45.850626033333334,37.236292795724218,1314.9894336833336,0.52069999999999994,null,null,null,null,null,null,null,null,null,-1,-1,10,7]
[19.5,495.29999999999995,0,0,0,0,1.2983430072606934,45.850626033333334,1.2983430072606934,45.850626033333334,35.937949788463527,1269.1388076500002,0.49529999999999996,null,null,null,null,null,null,null,null,null,-1,-1,9,6]
[18.5,469.9,0,0,0,0,1.2983430072606934,45.850626033333334,1.2983430072606934,45.850626033333334,34.639606781202829,1223.2881816166669,0.46989999999999998,null,null,null,null,null,null,null,null,null,-1,-1,8,5]
[17.5,444.5,5.6633599999999999E-5,2E-3,2.0897798400000001E-2,0.73799999999999999,0.6408123842703467,22.63011301666667,0.66171018267034676,23.368113016666669,33.341263773942138,1177.4375555833335,0.44450000000000001,null,null,null,null,null,null,"INSTALLED LENGTH",{"$f":"COUNTIF(Y36:Y132,\">0\")","v":12},null,-1,-1,7,4]
[17,431.79999999999995,1.8122752E-3,6.4000000000000001E-2,0.66872954880000002,23.616,1.0308511877406934,36.404226033333337,1.6995807365406934,60.020226033333337,32.679553591271791,1154.0694425666668,0.43179999999999996,null,null,null,"S",null,{"$f":"G16","v":2},8,null,null,-1,-1,6,3]
[16,406.4,4.7572224000000003E-3,0.16800000000000001,1.7554150656,61.992000000000004,0.59617698102069328,21.053826033333333,2.3515920466206937,83.045826033333341,30.979972854731098,1094.0492165333335,0.40639999999999998,null,null,null,"E",null,{"$f":"G17-S42","v":44},8,null,null,-1,-1,5,2]
[15,381,5.4368256000000004E-3,0.192,2.0061886464000001,70.847999999999999,0.49586754870069333,17.511426033333333,2.5020561951006934,88.359426033333335,28.628380808110403,1011.0033905000001,0.38100000000000001,null,null,null,"STONE BORDER (FT.)",null,1,{"$f":"S42*0.5","v":1},null,null,-1,-1,4,1]
[14,355.59999999999997,6.3429632000000001E-3,0.224,2.3405534208000001,82.656000000000006,0.36212163894069327,12.788226033333331,2.7026750597406934,95.444226033333337,26.126324613009711,922.64396446666683,0.35559999999999997,null,null,null,"CHAMBER SPACING (FT.)",null,{"$f":"0/12","v":0},null,null,null,-1,-1,3,0]
[13,330.2,6.6827647999999993E-3,0.23599999999999999,2.4659402111999995,87.083999999999989,0.31196692278069343,11.017026033333337,2.7779071339806931,98.101026033333326,23.423649553269016,827.19973843333344,0.33019999999999999,null,null,null,"BED WIDTH",null,{"$f":"(G16*U57+(2*S44)-S45)","v":10},null,null,null,-1,-1,2,-1]
[12,304.79999999999995,7.1358335999999996E-3,0.252,2.6331225984,92.988,0.24509396790069332,8.6554260333333328,2.8782165663006931,101.64342603333333,20.645742419288322,729.09871240000007,0.30479999999999996,null,null,null,"BED LENGTH",null,{"$f":"((S50-2)*T42)+(2*8.25)+(2*1)","v":186.5},null,null,null,-1,-1,1,-2]
[11,279.39999999999998,7.4756352000000005E-3,0.26400000000000001,2.7585093888000003,97.416000000000011,0.19493925174069321,6.8842260333333289,2.9534486405406937,104.30022603333335,17.767525852987628,627.45528636666677,0.27939999999999998,null,null,null,"FT OF CHAMBER -",null,{"$f":"(S42*T42)+(S43*T43)+T44","v":369},null,null,null,1,1,0,-3]
[10,254,8.2685056E-3,0.29199999999999998,3.0510785663999997,107.74799999999999,7.7911580700693428E-2,2.7514260333333369,3.1289901471006929,110.49942603333332,14.814077212446934,523.15506033333338,0.254,null,null,null,"Area (Sq. Ft.) -",null,{"$f":"S47*S46","v":1865},{"$f":"S49*0.092903","v":173.264095},null,null,2,2,-1,-4]
[9,228.6,0,0,0,0,1.2983430072606934,45.850626033333334,1.2983430072606934,45.850626033333334,11.685087065346242,412.65563430000009,0.2286,null,null,null,{"$f":"G16","v":2},"ROW OF",{"$f":"G17/G16","v":23},null,null,null,3,3,-2,-5]
[8,203.2,0,0,0,0,1.2983430072606934,45.850626033333334,1.2983430072606934,45.850626033333334,10.386744058085549,366.80500826666673,0.20319999999999999,null,null,null,null,null,null,null,null,null,4,4,-3,-6]
[7,177.79999999999998,0,0,0,0,1.2983430072606934,45.850626033333334,1.2983430072606934,45.850626033333334,9.0884010508248547,320.95438223333338,0.17779999999999999,null,null,null,null,null,null,null,null,null,5,5,-4,-7]
[6,152.39999999999998,0,0,0,0,1.2983430072606934,45.850626033333334,1.2983430072606934,45.850626033333334,7.7900580435641604,275.10375620000002,0.15239999999999998,null,null,null,null,null,null,null,"SYSTEM HEIGHT",null,6,6,{"$f":"Y52-1","v":-5},-8,null,2E-3,1]
[5,127,0,0,0,0,1.2983430072606934,45.850626033333334,1.2983430072606934,45.850626033333334,6.4917150363034661,229.25313016666666,0.127,null,null,null,null,null,null,null,{"$f":"Y30+8.5+Z30","v":29.5},null,7,7,-6,-9,null,6.4000000000000001E-2,2]
[4,101.6,0,0,0,0,1.2983430072606934,45.850626033333334,1.2983430072606934,45.850626033333334,5.1933720290427736,183.40250413333334,0.1016,null,null,null,null,null,null,"Stone Void",null,null,8,8,-7,-10,null,0.16800000000000001,3]
[3,76.199999999999989,0,0,0,0,1.2983430072606934,45.850626033333334,1.2983430072606934,45.850626033333334,3.8950290217820802,137.55187810000001,7.619999999999999E-2,null,null,null,null,null,null,{"$f":"G18/100","v":0.4},"Design chamber width",null,8.5,9,-8,-11,null,0.192,4]
[2,50.8,0,0,0,0,1.2983430072606934,45.850626033333334,1.2983430072606934,45.850626033333334,2.5966860145213868,91.701252066666669,5.0799999999999998E-2,null,null,null,null,null,null,null,4,null,-1,10,-9,-12,null,0.224,5]
[1,25.4,0,0,0,0,1.2983430072606934,45.850626033333334,1.2983430072606934,45.850626033333334,1.2983430072606934,45.850626033333334,2.5399999999999999E-2,null,null,null,null,null,null,null,null,null,-1,11,-10,-13,null,0.23599999999999999,6]
[0,0,0,0,0,0,0,0,0,0,0,0,0,null,null,null,null,null,null,null,null,null,-1,12,-11,-14,null,0.252,7]
[-1,-25.4,"","","","","","","","","","","",null,null,null,null,null,null,null,null,null,-1,13,-12,-15,null,0.26400000000000001,8]
[-2,-50.8,"","","","","","","","","","","",null,null,null,null,null,null,null,null,null,-1,14,-13,-16,null,0.29199999999999998,8.5]
[-3,-76.199999999999989,"","","","","","","","","","","",null,null,null,null,null,null,null,null,null,-1,15,-14,-17]
[-4,-101.6,"","","","","","","","","","","",null,null,null,null,null,null,null,null,null,-1,16,-15,-18]
[-5,-127,"","","","","","","","","","","",null,null,null,null,null,null,null,null,null,-1,17,-16,-19]
[-6,-152.39999999999998,"","","","","","","","","","","",null,null,null,null,null,null,null,null,null,-1,18,-17,-20]
[-7,-177.79999999999998,"","","","","","","","","","","",null,null,null,null,null,null,null,null,null,-1,19,-18,-21]
[-8,-203.2,"","","","","","","","","","","",null,null,null,null,null,null,null,null,null,-1,20,-19,-22]
[-9,-228.6,"","","","","","","","","","","",null,null,null,null,null,null,null,null,null,-1,21,-20,-23]
[-10,-254,"","","","","","","","","","","",null,null,null,null,null,null,null,null,null,-1,22,{"$f":"Y68-1","v":-21},-24]
[-11,-279.39999999999998,"","","","","","","","","","","",null,null,null,null,null,null,null,null,null,-1,23,-22,-25]
[-12,-304.79999999999995,"","","","","","","","","","","",null,null,null,null,null,null,null,null,null,-1,24,-23,-26]
[{"$f":"IF(W78=0,0,IF(A71=\"\",\"\",IF(W78=1,A71-0.5,A71-1)))","v":-13},-330.2,"","","","","","","","","","","",null,null,null,null,null,null,null,null,null,-1,25,-24,-27]
[-14,-355.59999999999997,"","","","","","","","","","","",null,null,null,null,null,null,null,null,null,-1,26,-25,-28]
[-15,-381,"","","","","","","","","","","",null,null,null,null,null,null,null,null,null,-1,27,-26,-29]
[-16,-406.4,"","","","","","","","","","","",null,null,null,null,null,null,null,null,null,-1,28,-27,-30]
[-17,-431.79999999999995,"","","","","","","","","","","",null,null,null,null,null,null,null,null,null,-1,29,-28,-31]
[-18,-457.2,"","","","","","","","","","","",null,null,null,null,null,null,null,null,null,-1,30,-29,-32]
[-19,-482.59999999999997,"","","","","","","","","","","",null,null,null,null,null,null,null,null,null,-1,31,-30,-33]
[-20,-508,"","","","","","","","","","","",null,null,null,null,null,null,null,null,null,-1,32,-31,-34]
[-21,-533.4,"","","","","","","","","","","",null,null,null,null,null,null,null,null,null,-1,33,-32,-35]
[-22,-558.79999999999995,"","","","","","","","","","","",null,null,null,null,null,null,null,null,null,-1,34,-33,-36]
[-23,-584.19999999999993,"","","","","","","","","","","",null,null,null,null,null,null,null,null,null,-1,35,-34,-37]
[-24,-609.59999999999991,"","","","","","","","","","","",null,null,null,null,null,null,null,null,null,-1,36,-35,-38]
[-25,-635,"","","","","","","","","","","",null,null,null,null,null,null,null,null,null,-1,37,-36,-39]
[-26,-660.4,"","","","","","","","","","","",null,null,null,null,null,null,null,null,null,-1,38,{"$f":"Y84-1","v":-37},-40]
[-27,-685.8,"","","","","","","","","","","",null,null,null,null,null,null,null,null,null,-1,39,-38,-41]
[-28,-711.19999999999993,"","","","","","","","","","","",null,null,null,null,null,null,null,null,null,-1,40,-39,-42]
[-29,-736.59999999999991,"","","","","","","","","","","",null,null,null,null,null,null,null,null,null,-1,41,-40,-43]
[-30,-762,"","","","","","","","","","","",null,null,null,null,null,null,null,null,null,-1,42,-41,-44]
[-31,-787.4,"","","","","","","","","","","",null,null,null,null,null,null,null,null,null,-1,43,-42,-45]
[-32,-812.8,"","","","","","","","","","","",null,null,null,null,null,null,null,null,null,-1,44,-43,-46]
[-33,-838.19999999999993,"","","","","","","","","","","",null,null,null,null,null,null,null,null,null,-1,45,-44,-47]
[-34,{"$f":"A93*25.4","v":-863.59999999999991},"","",{"$f":"IF(A93=0,0,IF(A93<0,\"\",F93*0.0283168))","v":""},{"$f":"IF(A93=0,0,IF(A93<0,\"\",D93*$S$48))","v":""},{"$f":"IF(A93=0,0,IF(A93<0,\"\",H93*0.0283168))","v":""},"",{"$f":"IF(A93=0,0,IF(A93<0,\"\",J93*0.0283168))","v":""},{"$f":"IF(A93=0,0,IF(A93<0,\"\",F93+H93))","v":""},{"$f":"IF(A93=0,0,IF(A93<0,\"\",L93*0.0283168))","v":""},{"$f":"IF(A93=0,0,IF(A93<0,\"\",IF(A93=1,H93,J93+L94)))","v":""},{"$f":"IF(A93<0,\"\",G$22+B93/1000)","v":""},null,null,null,null,null,null,null,null,null,-1,46,-45,-48]
[-35,-889,{"$f":"IF(A94<0,\"\",D94*0.0283168)","v":""},{"$f":"IF(A94<0,\"\",IF(W101>=1,LOOKUP(W101,AC$53:AC$61,AB$53:AB$61),0))","v":""},"","","",{"$f":"IF(A94=0,0,IF(A94<0,\"\",IF(D94=$AB$53,((S$37*0.5/12)-F94)*T$56,((S$37*1/12)-F94)*T$56)))","v":""},"","","","","",null,null,null,null,null,null,null,null,null,-1,47,-46,-49]
[-36,-914.4,"","","","","","","","","","","",null,null,null,null,null,null,null,null,null,-1,48,-47,-50]
[-37,-939.8,"","","","","","","","","","","",null,null,null,null,null,null,null,null,null,-1,49,-48,-51]
[-38,-965.19999999999993,"","","","","","","","","","","",null,null,null,null,null,null,null,null,null,-1,50,-49,-52]
[-39,-990.59999999999991,"","","","","","","","","","","",null,null,null,null,null,null,null,null,null,-1,51,-50,-53]
[-40,-1016,"","","","","","","","","","","",null,null,null,null,null,null,null,null,null,-1,52,-51,-54]
[-41,-1041.3999999999999,"","","","","","","","","","","",null,null,null,null,null,null,null,null,null,-1,{"$f":"IF(X99>=1,X99+1,IF(Y100=0,1,-1))","v":53},-52,-55]
[-42,-1066.8,"","","","","","","","","","","",null,null,null,null,null,null,null,null,null,{"$f":"IF(AND(W100>=1,W100<8),W100+1,IF(Y101=0,1,IF(W100=8,W100+0.5,-1)))","v":-1},54,{"$f":"Y100-1","v":-53},-56]
[-43,-1092.2,"","","","","","","","","","","",null,null,null,null,null,null,null,null,null,-1,55,-54,-57]
[-44,-1117.5999999999999,"","","","","","","","","","","",null,null,null,null,null,null,null,null,null,-1,56,-55,-58]
[-45,-1143,"","","","","","","","","","","",null,null,null,null,null,null,null,null,null,-1,57,-56,-59]
[-46,-1168.3999999999999,"","","","","","","","","","","",null,null,null,null,null,null,null,null,null,-1,58,-57,-60]
[-47,-1193.8,"","","","","","","","","","","",null,null,null,null,null,null,null,null,null,-1,59,-58,-61]
[-48,-1219.1999999999998,"","","","","","","","","","","",null,null,null,null,null,null,null,null,null,-1,60,-59,-62]
[-49,-1244.5999999999999,"","","","","","","","","","","",null,null,null,null,null,null,null,null,null,-1,61,-60,-63]
[-50,-1270,"","","","","","","","","","","",null,null,null,null,null,null,null,null,null,-1,62,-61,-64]
[-51,-1295.3999999999999,"","","","","","","","","","","",null,null,null,null,null,null,null,null,null,-1,63,-62,-65]
[-52,-1320.8,"","","","","","","","","","","",null,null,null,null,null,null,null,null,null,-1,64,-63,-66]
[-53,-1346.1999999999998,"","","","","","","","","","","",null,null,null,null,null,null,null,null,null,-1,65,-64,-67]
[-54,-1371.6,"","","","","","","","","","","",null,null,null,null,null,null,null,null,null,-1,66,-65,-68]
[-55,-1397,"","","","","","","","","","","",null,null,null,null,null,null,null,null,null,-1,67,-66,-69]
[-56,-1422.3999999999999,"","","","","","","","","","","",null,null,null,null,null,null,null,null,null,-1,68,-67,-70]
[-57,-1447.8,"","","","","","","","","","","",null,null,null,null,null,null,null,null,null,-1,69,-68,-71]
[-58,-1473.1999999999998,"","","","","","","","","","","",null,null,null,null,null,null,null,null,null,-1,70,{"$f":"Y116-1","v":-69},-72]
[-59,-1498.6,"","","","","","","","","","","",null,null,null,null,null,null,null,null,null,-1,71,-70,-73]
[-60,-1524,"","","","","","","","","","","",null,null,null,null,null,null,null,null,null,-1,72,-71,-74]
[-61,-1549.3999999999999,"","","","","","","","","","","",null,null,null,null,null,null,null,null,null,-1,73,-72,-75]
[-62,-1574.8,"","","","","","","","","","","",null,null,null,null,null,null,null,null,null,-1,74,-73,-76]
[-63,-1600.1999999999998,"","","","","","","","","","","",null,null,null,null,null,null,null,null,null,-1,75,-74,-77]
[-64,-1625.6,"","","","","","","","","","","",null,null,null,null,null,null,null,null,null,-1,76,-75,-78]
[-65,-1651,"","","","","","","","","","","",null,null,null,null,null,null,null,null,null,-1,77,-76,-79]
[-66,-1676.3999999999999,"","","","","","","","","","","",null,null,null,null,null,null,null,null,null,-1,78,-77,-80]
[-67,-1701.8,"","","","","","","","","","","",null,null,null,null,null,null,null,null,null,-1,79,-78,-81]
[-68,-1727.1999999999998,"","","","","","","","","","","",null,null,null,null,null,null,null,null,null,-1,80,-79,-82]
[-69,-1752.6,"","","","","","","","","","","",null,null,null,null,null,null,null,null,null,-1,81,-80,-83]
[-70,-1778,"","","","","","","","","","","",null,null,null,null,null,null,null,null,null,-1,82,-81,-84]
[-71,-1803.3999999999999,"","","","","","","","","","","",null,null,null,null,null,null,null,null,null,-1,83,-82,-85]
[-72,-1828.8,"","","","","","","","","","","",null,null,null,null,null,null,null,null,null,-1,84,-83,-86]
[-73,-1854.1999999999998,"","","","","","","","","","","",null,null,null,null,null,null,null,null,null,-1,85,-84,-87]
[-74,-1879.6,"","","","","","","","","","","",null,null,null,null,null,null,null,null,null,-1,86,{"$f":"Y132-1","v":-85},-88]
[-75,-1905,"","","","","","","","","","","",null,null,null,null,null,null,null,null,null,-1,87,-86,-89]
[-76,-1930.3999999999999,"","","","","","","","","","","",null,null,null,null,null,null,null,null,null,-1,88,-87,-90]
[{"$f":"IF(W142=0,0,IF(A135=\"\",\"\",IF(W142=1,A135-0.5,A135-1)))","v":-77},-1955.8,"","","","","","","","","","","",null,null,null,null,null,null,null,null,null,-1,89,-88,-91]
[-78,-1981.1999999999998,"","","","","","","","","","","",null,null,null,null,null,null,null,null,null,-1,90,-89,-92]
[-79,-2006.6,"","","","","","","","","","","",null,null,null,null,null,null,null,null,null,-1,91,-90,-93]
[-80,-2032,"","","","","","","","","","","",null,null,null,null,null,null,null,null,null,-1,92,-91,-94]
[-81,-2057.4,"","","","","","","","","","","",null,null,null,null,null,null,null,null,null,-1,93,-92,-95]
[-82,-2082.7999999999997,"","","","","","","","","","","",null,null,null,null,null,null,null,null,null,-1,94,-93,-96]
[-83,-2108.1999999999998,"","","","","","","","","","","",null,null,null,null,null,null,null,null,null,-1,95,-94,-97]
[-84,-2133.6,"","","","","","","","","","","",null,null,null,null,null,null,null,null,null,-1,96,-95,-98]
[-85,-2159,"","","","","","","","","","","",null,null,null,null,null,null,null,null,null,-1,97,-96,-99]
[-86,-2184.4,"","","","","","","","","","","",null,null,null,null,null,null,null,null,null,-1,98,-97,-100]
[-87,-2209.7999999999997,"","","","","","","","","","","",null,null,null,null,null,null,null,null,null,-1,99,-98,-101]
[-88,-2235.1999999999998,"","","","","","","","","","","",null,null,null,null,null,null,null,null,null,-1,100,-99,-102]
[-89,-2260.6,"","","","","","","","","","","",null,null,null,null,null,null,null,null,null,-1,101,-100,-103]
[-90,-2286,"","","","","","","","","","","",null,null,null,null,null,null,null,null,null,-1,102,{"$f":"Y148-1","v":-101},-104]
[-91,-2311.4,"","","","","","","","","","","",null,null,null,null,null,null,null,null,null,-1,103,-102,-105]
[-92,-2336.7999999999997,"","","","","","","","","","","",null,null,null,null,null,null,null,null,null,-1,104,-103,-106]
[-93,-2362.1999999999998,"","","","","","","","","","","",null,null,null,null,null,null,null,null,null,-1,105,-104,-107]
[-94,-2387.6,"","","","","","","","","","","",null,null,null,null,null,null,null,null,null,-1,106,-105,-108]
[-95,-2413,"","","","","","","","","","","",null,null,null,null,null,null,null,null,null,-1,107,-106,-109]
[-96,-2438.3999999999996,"","","","","","","","","","","",null,null,null,null,null,null,null,null,null,-1,108,-107,-110]
[-97,-2463.7999999999997,"","","","","","","","","","","",null,null,null,null,null,null,null,null,null,-1,109,-108,-111]
[-98,{"$f":"A157*25.4","v":-2489.1999999999998},"","",{"$f":"IF(A157=0,0,IF(A157<0,\"\",F157*0.0283168))","v":""},{"$f":"IF(A157=0,0,IF(A157<0,\"\",D157*$S$48))","v":""},{"$f":"IF(A157=0,0,IF(A157<0,\"\",H157*0.0283168))","v":""},"",{"$f":"IF(A157=0,0,IF(A157<0,\"\",J157*0.0283168))","v":""},{"$f":"IF(A157=0,0,IF(A157<0,\"\",F157+H157))","v":""},{"$f":"IF(A157=0,0,IF(A157<0,\"\",L157*0.0283168))","v":""},{"$f":"IF(A157=0,0,IF(A157<0,\"\",IF(A157=1,H157,J157+L158)))","v":""},{"$f":"IF(A157<0,\"\",G$22+B157/1000)","v":""},null,null,null,null,null,null,null,null,null,-1,110,-109,-112]
[-99,-2514.6,{"$f":"IF(A158<0,\"\",D158*0.0283168)","v":""},{"$f":"IF(A158<0,\"\",IF(W165>=1,LOOKUP(W165,AC$53:AC$61,AB$53:AB$61),0))","v":""},"","","",{"$f":"IF(A158=0,0,IF(A158<0,\"\",IF(D158=$AB$53,((S$37*0.5/12)-F158)*T$56,((S$37*1/12)-F158)*T$56)))","v":""},"","","","","",null,null,null,null,null,null,null,null,null,-1,111,-110,-113]
[-100,-2540,"","","","","","","","","","","",null,null,null,null,null,null,null,null,null,-1,112,-111,-114]
[-101,-2565.3999999999996,"","","","","","","","","","","",null,null,null,null,null,null,null,null,null,-1,113,-112,-115]
[-102,-2590.7999999999997,"","","","","","","","","","","",null,null,null,null,null,null,null,null,null,-1,114,-113,-116]
[-103,-2616.1999999999998,"","","","","","","","","","","",null,null,null,null,null,null,null,null,null,-1,115,-114,-117]
[-104,-2641.6,"","","","","","","","","","","",null,null,null,null,null,null,null,null,null,-1,116,-115,-118]
[-105,-2667,"","","","","","","","","","","",null,null,null,null,null,null,null,null,null,-1,{"$f":"IF(X163>=1,X163+1,IF(Y164=0,1,-1))","v":117},-116,-119]
[-106,-2692.3999999999996,"","","","","","","","","","","",null,null,null,null,null,null,null,null,null,{"$f":"IF(AND(W164>=1,W164<8),W164+1,IF(Y165=0,1,IF(W164=8,W164+0.5,-1)))","v":-1},118,{"$f":"Y164-1","v":-117},-120]
[-107,-2717.7999999999997,"","","","","","","","","","","",null,null,null,null,null,null,null,null,null,-1,119,-118,-121]
[-108,-2743.2,"","","","","","","","","","","",null,null,null,null,null,null,null,null,null,-1,120,-119,-122]
[-109,-2768.6,"","","","","","","","","","","",null,null,null,null,null,null,null,null,null,-1,121,-120,-123]
[-110,-2794,"","","","","","","","","","","",null,null,null,null,null,null,null,null,null,-1,122,-121,-124]
[-111,-2819.3999999999996,"","","","","","","","","","","",null,null,null,null,null,null,null,null,null,-1,123,-122,-125]
[-112,-2844.7999999999997,"","","","","","","","","","","",null,null,null,null,null,null,null,null,null,-1,124,-123,-126]
[-113,-2870.2,"","","","","","","","","","","",null,null,null,null,null,null,null,null,null,-1,125,-124,-127]
[-114,-2895.6,"","","","","","","","","","","",null,null,null,null,null,null,null,null,null,-1,126,-125,-128]
[-115,-2921,"","","","","","","","","","","",null,null,null,null,null,null,null,null,null,-1,127,-126,-129]
[-116,-2946.3999999999996,"","","","","","","","","","","",null,null,null,null,null,null,null,null,null,-1,128,-127,-130]
[-117,-2971.7999999999997,"","","","","","","","","","","",null,null,null,null,null,null,null,null,null,-1,129,-128,-131]
[-118,-2997.2,"","","","","","","","","","","",null,null,null,null,null,null,null,null,null,-1,130,-129,-132]
[-119,-3022.6,"","","","","","","","","","","",null,null,null,null,null,null,null,null,null,-1,131,-130,-133]
[-120,-3048,"","","","","","","","","","","",null,null,null,null,null,null,null,null,null,-1,132,-131,-134]
[-121,-3073.3999999999996,"","","","","","","","","","","",null,null,null,null,null,null,null,null,null,-1,133,-132,-135]
[-122,-3098.7999999999997,"","","","","","","","","","","",null,null,null,null,null,null,null,null,null,-1,134,{"$f":"Y180-1","v":-133},-136]
[-123,-3124.2,"","","","","","","","","","","",null,null,null,null,null,null,null,null,null,-1,135,-134,-137]
[-124,-3149.6,"","","","","","","","","","","",null,null,null,null,null,null,null,null,null,-1,136,-135,-138]
[-125,-3175,"","","","","","","","","","","",null,null,null,null,null,null,null,null,null,-1,137,-136,-139]
[-126,-3200.3999999999996,"","","","","","","","","","","",null,null,null,null,null,null,null,null,null,-1,138,-137,-140]
[-127,-3225.7999999999997,"","","","","","","","","","","",null,null,null,null,null,null,null,null,null,-1,139,-138,-141]
[-128,-3251.2,"","","","","","","","","","","",null,null,null,null,null,null,null,null,null,-1,140,-139,-142]
[-129,-3276.6,"","","","","","","","","","","",null,null,null,null,null,null,null,null,null,-1,141,-140,-143]
[-130,-3302,"","","","","","","","","","","",null,null,null,null,null,null,null,null,null,-1,142,-141,-144]
[-131,-3327.3999999999996,"","","","","","","","","","","",null,null,null,null,null,null,null,null,null,-1,143,-142,-145]
[-132,-3352.7999999999997,"","","","","","","","","","","",null,null,null,null,null,null,null,null,null,-1,144,-143,-146]
[-133,-3378.2,"","","","","","","","","","","",null,null,null,null,null,null,null,null,null,-1,145,-144,-147]
[-134,-3403.6,"","","","","","","","","","","",null,null,null,null,null,null,null,null,null,-1,146,-145,-148]
[-135,-3429,"","","","","","","","","","","",null,null,null,null,null,null,null,null,null,-1,147,-146,-149]
[-136,-3454.3999999999996,"","","","","","","","","","","",null,null,null,null,null,null,null,null,null,-1,148,-147,-150]
[-137,-3479.7999999999997,"","","","","","","","","","","",null,null,null,null,null,null,null,null,null,-1,149,-148,-151]
[-138,-3505.2,"","","","","","","","","","","",null,null,null,null,null,null,null,null,null,-1,150,{"$f":"Y196-1","v":-149},-152]
[-139,-3530.6,"","","","","","","","","","","",null,null,null,null,null,null,null,null,null,-1,151,-150,-153]
[-140,-3556,"","","","","","","","","","","",null,null,null,null,null,null,null,null,null,-1,152,-151,-154]
[{"$f":"IF(W206=0,0,IF(A199=\"\",\"\",IF(W206=1,A199-0.5,A199-1)))","v":-141},-3581.3999999999996,"","","","","","","","","","","",null,null,null,null,null,null,null,null,null,-1,153,-152,-155]
[-142,-3606.7999999999997,"","","","","","","","","","","",null,null,null,null,null,null,null,null,null,-1,154,-153,-156]
[-143,-3632.2,"","","","","","","","","","","",null,null,null,null,null,null,null,null,null,-1,155,-154,-157]
[-144,-3657.6,"","","","","","","","","","","",null,null,null,null,null,null,null,null,null,-1,156,-155,-158]
[-145,-3683,"","","","","","","","","","","",null,null,null,null,null,null,null,null,null,-1,157,-156,-159]
[-146,-3708.3999999999996,"","","","","","","","","","","",null,null,null,null,null,null,null,null,null,-1,158,-157,-160]
[-147,-3733.7999999999997,"","","","","","","","","","","",null,null,null,null,null,null,null,null,null,-1,159,-158,-161]
[-148,-3759.2,"","","","","","","","","","","",null,null,null,null,null,null,null,null,null,-1,160,-159,-162]
[-149,-3784.6,"","","","","","","","","","","",null,null,null,null,null,null,null,null,null,-1,161,-160,-163]
[-150,-3810,"","","","","","","","","","","",null,null,null,null,null,null,null,null,null,-1,162,-161,-164]
[-151,-3835.3999999999996,"","","","","","","","","","","",null,null,null,null,null,null,null,null,null,-1,163,-162,-165]
[-152,-3860.7999999999997,"","","","","","","","","","","",null,null,null,null,null,null,null,null,null,-1,164,-163,-166]
[-153,-3886.2,"","","","","","","","","","","",null,null,null,null,null,null,null,null,null,-1,165,-164,-167]
[-154,-3911.6,"","","","","","","","","","","",null,null,null,null,null,null,null,null,null,-1,166,{"$f":"Y212-1","v":-165},-168]
[-155,-3937,"","","","","","","","","","","",null,null,null,null,null,null,null,null,null,-1,167,-166,-169]
[-156,-3962.3999999999996,"","","","","","","","","","","",null,null,null,null,null,null,null,null,null,-1,168,-167,-170]
[-157,-3987.7999999999997,"","","","","","","","","","","",null,null,null,null,null,null,null,null,null,-1,169,-168,-171]
[-158,-4013.2,"","","","","","","","","","","",null,null,null,null,null,null,null,null,null,-1,170,-169,-172]
[-159,-4038.6,"","","","","","","","","","","",null,null,null,null,null,null,null,null,null,-1,171,-170,-173]
[-160,-4064,"","","","","","","","","","","",null,null,null,null,null,null,null,null,null,-1,172,-171,-174]
[-161,-4089.3999999999996,"","","","","","","","","","","",null,null,null,null,null,null,null,null,null,-1,173,-172,-175]
[-162,{"$f":"A221*25.4","v":-4114.8},"","",{"$f":"IF(A221=0,0,IF(A221<0,\"\",F221*0.0283168))","v":""},{"$f":"IF(A221=0,0,IF(A221<0,\"\",D221*$S$48))","v":""},{"$f":"IF(A221=0,0,IF(A221<0,\"\",H221*0.0283168))","v":""},"",{"$f":"IF(A221=0,0,IF(A221<0,\"\",J221*0.0283168))","v":""},{"$f":"IF(A221=0,0,IF(A221<0,\"\",F221+H221))","v":""},{"$f":"IF(A221=0,0,IF(A221<0,\"\",L221*0.0283168))","v":""},{"$f":"IF(A221=0,0,IF(A221<0,\"\",IF(A221=1,H221,J221+L222)))","v":""},{"$f":"IF(A221<0,\"\",G$22+B221/1000)","v":""},null,null,null,null,null,null,null,null,null,-1,174,-173,-176]
[-163,-4140.2,{"$f":"IF(A222<0,\"\",D222*0.0283168)","v":""},{"$f":"IF(A222<0,\"\",IF(W229>=1,LOOKUP(W229,AC$53:AC$61,AB$53:AB$61),0))","v":""},"","","",{"$f":"IF(A222=0,0,IF(A222<0,\"\",IF(D222=$AB$53,((S$37*0.5/12)-F222)*T$56,((S$37*1/12)-F222)*T$56)))","v":""},"","","","","",null,null,null,null,null,null,null,null,null,-1,175,-174,-177]
[-164,-4165.5999999999995,"","","","","","","","","","","",null,null,null,null,null,null,null,null,null,-1,176,-175,-178]
[-165,-4191,"","","","","","","","","","","",null,null,null,null,null,null,null,null,null,-1,177,-176,-179]
[-166,-4216.3999999999996,"","","","","","","","","","","",null,null,null,null,null,null,null,null,null,-1,178,-177,-180]
[-167,-4241.8,"","","","","","","","","","","",null,null,null,null,null,null,null,null,null,-1,179,-178,-181]
[-168,-4267.2,"","","","","","","","","","","",null,null,null,null,null,null,null,null,null,-1,180,-179,-182]
[-169,-4292.5999999999995,"","","","","","","","","","","",null,null,null,null,null,null,null,null,null,-1,{"$f":"IF(X227>=1,X227+1,IF(Y228=0,1,-1))","v":181},-180,-183]
[-170,-4318,"","","","","","","","","","","",null,null,null,null,null,null,null,null,null,{"$f":"IF(AND(W228>=1,W228<8),W228+1,IF(Y229=0,1,IF(W228=8,W228+0.5,-1)))","v":-1},182,{"$f":"Y228-1","v":-181},-184]
[-171,-4343.3999999999996,"","","","","","","","","","","",null,null,null,null,null,null,null,null,null,-1,183,-182,-185]
[-172,-4368.8,"","","","","","","","","","","",null,null,null,null,null,null,null,null,null,-1,184,-183,-186]
[-173,-4394.2,"","","","","","","","","","","",null,null,null,null,null,null,null,null,null,-1,185,-184,-187]
[-174,-4419.5999999999995,"","","","","","","","","","","",null,null,null,null,null,null,null,null,null,-1,186,-185,-188]
[-175,-4445,"","","","","","","","","","","",null,null,null,null,null,null,null,null,null,-1,187,-186,-189]
[-176,-4470.3999999999996,"","","","","","","","","","","",null,null,null,null,null,null,null,null,null,-1,188,-187,-190]
[-177,-4495.8,"","","","","","","","","","","",null,null,null,null,null,null,null,null,null,-1,189,-188,-191]
[-178,-4521.2,"","","","","","","","","","","",null,null,null,null,null,null,null,null,null,-1,190,-189,-192]
[-179,-4546.5999999999995,"","","","","","","","","","","",null,null,null,null,null,null,null,null,null,-1,191,-190,-193]
[-180,-4572,"","","","","","","","","","","",null,null,null,null,null,null,null,null,null,-1,192,-191,-194]
[-181,-4597.3999999999996,"","","","","","","","","","","",null,null,null,null,null,null,null,null,null,-1,193,-192,-195]
[-182,-4622.8,"","","","","","","","","","","",null,null,null,null,null,null,null,null,null,-1,194,-193,-196]
[-183,-4648.2,"","","","","","","","","","","",null,null,null,null,null,null,null,null,null,-1,195,-194,-197]
[-184,-4673.5999999999995,"","","","","","","","","","","",null,null,null,null,null,null,null,null,null,-1,196,-195,-198]
[-185,-4699,"","","","","","","","","","","",null,null,null,null,null,null,null,null,null,-1,197,-196,-199]
[-186,-4724.3999999999996,"","","","","","","","","","","",null,null,null,null,null,null,null,null,null,-1,198,{"$f":"Y244-1","v":-197},-200]
[-187,-4749.8,"","","","","","","","","","","",null,null,null,null,null,null,null,null,null,-1,199,-198,-201]
[-188,-4775.2,"","","","","","","","","","","",null,null,null,null,null,null,null,null,null,-1,200,-199,-202]
[-189,-4800.5999999999995,"","","","","","","","","","","",null,null,null,null,null,null,null,null,null,-1,201,-200,-203]
[-190,-4826,"","","","","","","","","","","",null,null,null,null,null,null,null,null,null,-1,202,-201,-204]
[-191,-4851.3999999999996,"","","","","","","","","","","",null,null,null,null,null,null,null,null,null,-1,203,-202,-205]
[-192,-4876.7999999999993,"","","","","","","","","","","",null,null,null,null,null,null,null,null,null,-1,204,-203,-206]
[-193,-4902.2,"","","","","","","","","","","",null,null,null,null,null,null,null,null,null,-1,205,-204,-207]
[-194,-4927.5999999999995,"","","","","","","","","","","",null,null,null,null,null,null,null,null,null,-1,206,-205,-208]
[-195,-4953,"","","","","","","","","","","",null,null,null,null,null,null,null,null,null,-1,207,-206,-209]
[-196,-4978.3999999999996,"","","","","","","","","","","",null,null,null,null,null,null,null,null,null,-1,208,-207,-210]
[-197,-5003.7999999999993,"","","","","","","","","","","",null,null,null,null,null,null,null,null,null,-1,209,-208,-211]
[-198,-5029.2,"","","","","","","","","","","",null,null,null,null,null,null,null,null,null,-1,210,-209,-212]
[-199,-5054.5999999999995,"","","","","","","","","","","",null,null,null,null,null,null,null,null,null,-1,211,-210,-213]
[-200,-5080,"","","","","","","","","","","",null,null,null,null,null,null,null,null,null,-1,212,-211,-214]
[-201,-5105.3999999999996,"","","","","","","","","","","",null,null,null,null,null,null,null,null,null,-1,213,-212,-215]
[-202,-5130.7999999999993,"","","","","","","","","","","",null,null,null,null,null,null,null,null,null,-1,214,{"$f":"Y260-1","v":-213},-216]
[-203,-5156.2,"","","","","","","","","","","",null,null,null,null,null,null,null,null,null,-1,215,-214,-217]
[-204,-5181.5999999999995,"","","","","","","","","","","",null,null,null,null,null,null,null,null,null,-1,216,-215,-218]
[{"$f":"IF(W270=0,0,IF(A263=\"\",\"\",IF(W270=1,A263-0.5,A263-1)))","v":-205},-5207,"","","","","","","","","","","",null,null,null,null,null,null,null,null,null,-1,217,-216,-219]
[-206,-5232.3999999999996,"","","","","","","","","","","",null,null,null,null,null,null,null,null,null,-1,218,-217,-220]
[-207,-5257.7999999999993,"","","","","","","","","","","",null,null,null,null,null,null,null,null,null,-1,219,-218,-221]
[-208,-5283.2,"","","","","","","","","","","",null,null,null,null,null,null,null,null,null,-1,220,-219,-222]
[-209,-5308.5999999999995,"","","","","","","","","","","",null,null,null,null,null,null,null,null,null,-1,221,-220,-223]
[-210,-5334,"","","","","","","","","","","",null,null,null,null,null,null,null,null,null,-1,222,-221,-224]
[-211,-5359.4,"","","","","","","","","","","",null,null,null,null,null,null,null,null,null,-1,223,-222,-225]
[-212,-5384.7999999999993,"","","","","","","","","","","",null,null,null,null,null,null,null,null,null,-1,224,-223,-226]
[-213,-5410.2,"","","","","","","","","","","",null,null,null,null,null,null,null,null,null,-1,225,-224,-227]
[-214,-5435.5999999999995,"","","","","","","","","","","",null,null,null,null,null,null,null,null,null,-1,226,-225,-228]
[-215,-5461,"","","","","","","","","","","",null,null,null,null,null,null,null,null,null,-1,227,-226,-229]
[-216,-5486.4,"","","","","","","","","","","",null,null,null,null,null,null,null,null,null,-1,228,-227,-230]
[-217,-5511.7999999999993,"","","","","","","","","","","",null,null,null,null,null,null,null,null,null,-1,229,-228,-231]
[-218,-5537.2,"","","","","","","","","","","",null,null,null,null,null,null,null,null,null,-1,230,{"$f":"Y276-1","v":-229},-232]
[-219,-5562.5999999999995,"","","","","","","","","","","",null,null,null,null,null,null,null,null,null,-1,231,-230,-233]
[-220,-5588,"","","","","","","","","","","",null,null,null,null,null,null,null,null,null,-1,232,-231,-234]
[-221,-5613.4,"","","","","","","","","","","",null,null,null,null,null,null,null,null,null,-1,233,-232,-235]
[-222,-5638.7999999999993,"","","","","","","","","","","",null,null,null,null,null,null,null,null,null,-1,234,-233,-236]
[-223,-5664.2,"","","","","","","","","","","",null,null,null,null,null,null,null,null,null,-1,235,-234,-237]
[-224,-5689.5999999999995,"","","","","","","","","","","",null,null,null,null,null,null,null,null,null,-1,236,-235,-238]
[-225,-5715,"","","","","","","","","","","",null,null,null,null,null,null,null,null,null,-1,237,-236,-239]
[-226,{"$f":"A285*25.4","v":-5740.4},"","",{"$f":"IF(A285=0,0,IF(A285<0,\"\",F285*0.0283168))","v":""},{"$f":"IF(A285=0,0,IF(A285<0,\"\",D285*$S$48))","v":""},{"$f":"IF(A285=0,0,IF(A285<0,\"\",H285*0.0283168))","v":""},"",{"$f":"IF(A285=0,0,IF(A285<0,\"\",J285*0.0283168))","v":""},{"$f":"IF(A285=0,0,IF(A285<0,\"\",F285+H285))","v":""},{"$f":"IF(A285=0,0,IF(A285<0,\"\",L285*0.0283168))","v":""},{"$f":"IF(A285=0,0,IF(A285<0,\"\",IF(A285=1,H285,J285+L286)))","v":""},{"$f":"IF(A285<0,\"\",G$22+B285/1000)","v":""},null,null,null,null,null,null,null,null,null,-1,238,-237,-240]
[-227,-5765.7999999999993,{"$f":"IF(A286<0,\"\",D286*0.0283168)","v":""},{"$f":"IF(A286<0,\"\",IF(W293>=1,LOOKUP(W293,AC$53:AC$61,AB$53:AB$61),0))","v":""},"","","",{"$f":"IF(A286=0,0,IF(A286<0,\"\",IF(D286=$AB$53,((S$37*0.5/12)-F286)*T$56,((S$37*1/12)-F286)*T$56)))","v":""},"","","","","",null,null,null,null,null,null,null,null,null,-1,239,-238,-241]
[-228,-5791.2,"","","","","","","","","","","",null,null,null,null,null,null,null,null,null,-1,240,-239,-242]
[-229,-5816.5999999999995,"","","","","","","","","","","",null,null,null,null,null,null,null,null,null,-1,241,-240,-243]
[-230,-5842,"","","","","","","","","","","",null,null,null,null,null,null,null,null,null,-1,242,-241,-244]
[-231,-5867.4,"","","","","","","","","","","",null,null,null,null,null,null,null,null,null,-1,243,-242,-245]
[-232,-5892.7999999999993,"","","","","","","","","","","",null,null,null,null,null,null,null,null,null,-1,244,-243,-246]
[-233,-5918.2,"","","","","","","","","","","",null,null,null,null,null,null,null,null,null,-1,{"$f":"IF(X291>=1,X291+1,IF(Y292=0,1,-1))","v":245},-244,-247]
[-234,-5943.5999999999995,"","","","","","","","","","","",null,null,null,null,null,null,null,null,null,{"$f":"IF(AND(W292>=1,W292<8),W292+1,IF(Y293=0,1,IF(W292=8,W292+0.5,-1)))","v":-1},246,{"$f":"Y292-1","v":-245},-248]
[-235,-5969,"","","","","","","","","","","",null,null,null,null,null,null,null,null,null,-1,247,-246,-249]
[-236,-5994.4,"","","","","","","","","","","",null,null,null,null,null,null,null,null,null,-1,248,-247,-250]
[-237,-6019.7999999999993,"","","","","","","","","","","",null,null,null,null,null,null,null,null,null,-1,249,-248,-251]
[-238,-6045.2,"","","","","","","","","","","",null,null,null,null,null,null,null,null,null,-1,250,-249,-252]
[-239,-6070.5999999999995,"","","","","","","","","","","",null,null,null,null,null,null,null,null,null,-1,251,-250,-253]
[-240,-6096,"","","","","","","","","","","",null,null,null,null,null,null,null,null,null,-1,252,-251,-254]
[-241,-6121.4,"","","","","","","","","","","",null,null,null,null,null,null,null,null,null,-1,253,-252,-255]
[-242,-6146.7999999999993,"","","","","","","","","","","",null,null,null,null,null,null,null,null,null,-1,254,-253,-256]
[-243,-6172.2,"","","","","","","","","","","",null,null,null,null,null,null,null,null,null,-1,255,-254,-257]
[-244,-6197.5999999999995,"","","","","","","","","","","",null,null,null,null,null,null,null,null,null,-1,256,-255,-258]
[-245,-6223,"","","","","","","","","","","",null,null,null,null,null,null,null,null,null,-1,257,-256,-259]
[-246,-6248.4,"","","","","","","","","","","",null,null,null,null,null,null,null,null,null,-1,258,-257,-260]
[-247,-6273.7999999999993,"","","","","","","","","","","",null,null,null,null,null,null,null,null,null,-1,259,-258,-261]
[-248,-6299.2,"","","","","","","","","","","",null,null,null,null,null,null,null,null,null,-1,260,-259,-262]
[-249,-6324.5999999999995,"","","","","","","","","","","",null,null,null,null,null,null,null,null,null,-1,261,-260,-263]
[-250,-6350,"","","","","","","","","","","",null,null,null,null,null,null,null,null,null,-1,262,{"$f":"Y308-1","v":-261},-264]
[-251,-6375.4,"","","","","","","","","","","",null,null,null,null,null,null,null,null,null,-1,263,-262,-265]
[-252,-6400.7999999999993,"","","","","","","","","","","",null,null,null,null,null,null,null,null,null,-1,264,-263,-266]
[-253,-6426.2,"","","","","","","","","","","",null,null,null,null,null,null,null,null,null,-1,265,-264,-267]
[-254,-6451.5999999999995,"","","","","","","","","","","",null,null,null,null,null,null,null,null,null,-1,266,-265,-268]
[-255,-6477,"","","","","","","","","","","",null,null,null,null,null,null,null,null,null,-1,267,-266,-269]
[-256,-6502.4,"","","","","","","","","","","",null,null,null,null,null,null,null,null,null,-1,268,-267,-270]
[-257,-6527.7999999999993,"","","","","","","","","","","",null,null,null,null,null,null,null,null,null,-1,269,-268,-271]
[-258,-6553.2,"","","","","","","","","","","",null,null,null,null,null,null,null,null,null,-1,270,-269,-272]
[-259,-6578.5999999999995,"","","","","","","","","","","",null,null,null,null,null,null,null,null,null,-1,271,-270,-273]
[-260,-6604,"","","","","","","","","","","",null,null,null,null,null,null,null,null,null,-1,272,-271,-274]
[-261,-6629.4,"","","","","","","","","","","",null,null,null,null,null,null,null,null,null,-1,273,-272,-275]
[-262,-6654.7999999999993,"","","","","","","","","","","",null,null,null,null,null,null,null,null,null,-1,274,-273,-276]
[-263,-6680.2,"","","","","","","","","","","",null,null,null,null,null,null,null,null,null,-1,275,-274,-277]
[-264,-6705.5999999999995,"","","","","","","","","","","",null,null,null,null,null,null,null,null,null,-1,276,-275,-278]
[-265,-6731,"","","","","","","","","","","",null,null,null,null,null,null,null,null,null,-1,277,-276,-279]
[-266,-6756.4,"","","","","","","","","","","",null,null,null,null,null,null,null,null,null,-1,278,{"$f":"Y324-1","v":-277},-280]
[-267,-6781.7999999999993,"","","","","","","","","","","",null,null,null,null,null,null,null,null,null,-1,279,-278,-281]
[-268,-6807.2,"","","","","","","","","","","",null,null,null,null,null,null,null,null,null,-1,280,-279,-282]
[{"$f":"IF(W334=0,0,IF(A327=\"\",\"\",IF(W334=1,A327-0.5,A327-1)))","v":-269},-6832.5999999999995,"","","","","","","","","","","",null,null,null,null,null,null,null,null,null,-1,281,-280,-283]
[{"$f":"IF(W335=0,0,IF(A328=\"\",\"\",IF(W335=1,A328-0.5,A328-1)))","v":-270},-6858,"","","","","","","","","","","",null,null,null,null,null,null,null,null,null,-1,282,-281,-284]
[{"$f":"IF(W336=0,0,IF(A329=\"\",\"\",IF(W336=1,A329-0.5,A329-1)))","v":0},0,0,0,0,0,0,0,0,0,0,0,0,null,null,null,null,null,null,null,null,null,-1,283,-282,-285]
[{"$f":"IF(W337=0,0,IF(A330=\"\",\"\",IF(W337=1,A330-0.5,A330-1)))","v":0},0,0,0,0,0,0,0,0,0,0,0,0,null,null,null,null,null,null,null,null,null,-1,284,-283,-286]
[null,null,null,null,null,null,null,null,null,null,null,null,null,null,null,null,null,null,null,null,null,null,-1,285,-284,-287]
[null,null,null,null,null,null,null,null,null,null,null,null,null,null,null,null,null,null,null,null,null,null,-1,286,-285,-288]
[null,null,null,null,null,null,null,null,null,null,null,null,null,null,null,null,null,null,null,null,null,null,-1,287,-286,-289]
[null,null,null,null,null,null,null,null,null,null,null,null,null,null,null,null,null,null,null,null,null,null,-1,288,-287,-290]

{"sheet":"100HD-Metric","index":12,"n_rows":335,"n_cols":35,"rows_kept":335,"cut":false,"hidden":true,"merged":[[9,1,9,10],[10,1,10,10],[11,1,11,10],[12,1,12,10],[25,0,25,16]]}
[]
[]
[]
[]
[]
[]
[]
[]
[null,"Project Information:",null,null,null,null,null,null,"Date:",null,{"$f":"TODAY()","v":"2024-05-09"},null,null,null,"Helpful Links:"]
[null,null,null,null,null,null,null,null,null,null,null,null,null,null,"www.cultec.com"]
[null,null,null,null,null,null,null,null,null,null,null,null,null,null,"StormGenie@cultec.com"]
[null,null,null,null,null,null,null,null,null,null,null,null,null,null,"Contactor 100HD"]
[null,null,null,null,null,null,null,null,null,null,null,null,null,null,"Contactor 100HD Submittal"]
[]
[]
[null,"Number or Rows-",null,null,null,null,null,null,{"$f":"'Cumulative Volume- Metric'!C10","v":2},null,"units"]
[null,"Total number of chambers -",null,null,null,null,null,null,{"$f":"'Cumulative Volume- Metric'!C11","v":46},null,"units"]
[null,"HVLV SFCx2 Feed Connectors -",null,null,null,null,null,null,{"$f":"'Cumulative Volume- Metric'!N11","v":0},null,"units"]
[null,"Stone Void -",null,null,null,null,null,null,{"$f":"'Cumulative Volume- Metric'!C12","v":40},null,"%"]
[null,"Stone Base -",null,null,null,null,null,null,{"$f":"'Cumulative Volume- Metric'!C13","v":229},null,"mm"]
[null,"Stone Above Units -",null,null,null,null,null,null,{"$f":"'Cumulative Volume- Metric'!C14","v":305},null,"mm"]
[null,"Area -",null,null,null,null,null,null,{"$f":"'Cumulative Volume- Metric'!C15","v":127.79},null,"m2",null,{"$f":"X50","v":135.37515483333331},null,"Min. Area Required "]
[null,"Base of Stone Elevation- ",null,null,null,null,null,null,{"$f":"'Cumulative Volume- Metric'!C16","v":0},null,"m",null,null,null,"Note: Min. Area required is based on"]
[null,null,null,null,null,null,null,null,null,null,null,null,null,null,"305mm around the system and typ. spacing"]
[]
["CULTEC Contactor 100HD Incremental Storage Volumes"]
["Height of System (inches)","Height of System","Incremental Single Chamber","Incremental Single Chamber2","FC 24 Feed Connector single unit","FC 24 Feed Connector single unit2","Chamber Volume","Chamber Volume2","HVLV SFCx2 Feed Connector Volume","HVLV FC-24 Feed Connector Volume2","Stone Volume","Stone Volume2","Cumulative Storage Volume","Cumulative Storage Volume2","Total Cumulative Storage Volume","Total Cumulative Storage Volume2","Elevation"]
["in","mm","m3","m3","m3","ft3","m3","ft3","m3","ft3","m3","ft3","m3","ft3","m3","ft3","m"]
[{"$f":"Y54","v":33.5},{"$f":"A29*25.4","v":850.9},{"$f":"IF(A29<0,\"\",D29*0.0283168)","v":0},{"$f":"IF(A29<0,\"\",IF(AA36>=1,LOOKUP(AA36,AG$49:AG$61,AF$49:AF$61),0))","v":0},{"$f":"IF(A29=0,0,IF(A29<0,\"\",F29*0.0283168))","v":0},{"$f":"IF(A29<0,\"\",IF(AA36>=6,LOOKUP(AA36,AG$54:AG$61,AH$54:AH$61),0))","v":0},{"$f":"IF(A29=0,0,IF(A29<0,\"\",H29*0.0283168))","v":0},{"$f":"IF(A29=0,0,IF(A29<0,\"\",D29*$W$48))","v":0},{"$f":"IF(A29=0,0,IF(A29<0,\"\",J29*0.0283168))","v":0},{"$f":"IF(A29=0,0,IF(A29<0,\"\",F29*$W$49))","v":0},{"$f":"IF(A29=0,0,IF(A29<0,\"\",L29*0.0283168))","v":1.2983430072606934},{"$f":"IF(A29=0,0,IF(A29<0,\"\",IF(D29=0.0001,((W$37*0.5/12)-H29)*X$56,((W$37*1/12)-H29)*X$56)))","v":45.850626033333334},{"$f":"IF(A29=0,0,IF(A29<0,\"\",N29*0.0283168))","v":1.2983430072606934},{"$f":"IF(A29=0,0,IF(A29<0,\"\",H29+L29+J29))","v":45.850626033333334},{"$f":"IF(A29=0,0,IF(A29<0,\"\",P29*0.0283168))","v":54.552664406081234},{"$f":"IF(A29=0,0,IF(A29<0,\"\",IF(A29=1,L29,N29+P30)))","v":1926.512332116667},{"$f":"IF(A29<0,\"\",I$23+B29/1000)","v":0.85089999999999999}]
[{"$f":"IF(AA36=0,0,IF(A29=\" \",\"\",IF(AA36=1,A29-0.5,A29-1)))","v":32.5},825.5,{"$f":"IF(A30<0,\"\",D30*0.0283168)","v":0},{"$f":"IF(A30<0,\"\",IF(AA37>=1,LOOKUP(AA37,AG$49:AG$61,AF$49:AF$61),0))","v":0},{"$f":"IF(A30=0,0,IF(A30<0,\"\",F30*0.0283168))","v":0},{"$f":"IF(A30<0,\"\",IF(AA37>=6,LOOKUP(AA37,AG$54:AG$61,AH$54:AH$61),0))","v":0},{"$f":"IF(A30=0,0,IF(A30<0,\"\",H30*0.0283168))","v":0},{"$f":"IF(A30=0,0,IF(A30<0,\"\",D30*$W$48))","v":0},{"$f":"IF(A30=0,0,IF(A30<0,\"\",J30*0.0283168))","v":0},{"$f":"IF(A30=0,0,IF(A30<0,\"\",F30*$W$49))","v":0},{"$f":"IF(A30=0,0,IF(A30<0,\"\",L30*0.0283168))","v":1.2983430072606934},{"$f":"IF(A30=0,0,IF(A30<0,\"\",IF(D30=0.0001,((W$37*0.5/12)-H30)*X$56,((W$37*1/12)-H30)*X$56)))","v":45.850626033333334},{"$f":"IF(A30=0,0,IF(A30<0,\"\",N30*0.0283168))","v":1.2983430072606934},{"$f":"IF(A30=0,0,IF(A30<0,\"\",H30+L30+J30))","v":45.850626033333334},{"$f":"IF(A30=0,0,IF(A30<0,\"\",P30*0.0283168))","v":53.254321398820544},{"$f":"IF(A30=0,0,IF(A30<0,\"\",IF(A30=1,L30,N30+P31)))","v":1880.6617060833337},{"$f":"IF(A30<0,\"\",I$23+B30/1000)","v":0.82550000000000001},null,null,null,null,null,null,null,null,null,null,null,{"$f":"ROUND(I21*0.0393701,0)","v":12},{"$f":"ROUND(I20*0.0393701,0)","v":9}]
[31.5,800.09999999999991,0,0,0,0,0,0,0,0,1.2983430072606934,45.850626033333334,1.2983430072606934,45.850626033333334,51.955978391559846,1834.8110800500003,0.80009999999999992]
[30.5,774.69999999999993,0,0,0,0,0,0,0,0,1.2983430072606934,45.850626033333334,1.2983430072606934,45.850626033333334,50.657635384299155,1788.960454016667,0.77469999999999994]
[29.5,749.3,0,0,0,0,0,0,0,0,1.2983430072606934,45.850626033333334,1.2983430072606934,45.850626033333334,49.359292377038457,1743.1098279833336,0.74929999999999997]
[28.5,723.9,0,0,0,0,0,0,0,0,1.2983430072606934,45.850626033333334,1.2983430072606934,45.850626033333334,48.060949369777767,1697.2592019500003,0.72389999999999999]
[27.5,698.5,0,0,0,0,0,0,0,0,1.2983430072606934,45.850626033333334,1.2983430072606934,45.850626033333334,46.762606362517076,1651.4085759166669,0.69850000000000001,null,null,null,null,null,"Area",null,null,null,-1,-1,"above","base"]
[26.5,673.09999999999991,0,0,0,0,0,0,0,0,1.2983430072606934,45.850626033333334,1.2983430072606934,45.850626033333334,45.464263355256378,1605.5579498833335,0.67309999999999992,null,null,null,null,"m2",{"$f":"I22","v":127.79},null,null,null,{"$f":"IF(AND(AA35>=1,AA35<12),AA35+1,IF(AC36=0,1,IF(AA35=12,AA35+0.5,-1)))","v":-1},{"$f":"IF(AB35>=1,AB35+1,IF(AC36=0,1,-1))","v":-1},{"$f":"AC30","v":12},{"$f":"AD30","v":9}]
[25.5,647.69999999999993,0,0,0,0,0,0,0,0,1.2983430072606934,45.850626033333334,1.2983430072606934,45.850626033333334,44.165920347995687,1559.7073238500002,0.64769999999999994,null,null,null,null,"ft2",{"$f":"W36*10.7639","v":1375.518781},null,null,null,-1,-1,{"$f":"AC36-1","v":11},{"$f":"AD36-1","v":8}]
[24.5,622.29999999999995,0,0,0,0,0,0,0,0,1.2983430072606934,45.850626033333334,1.2983430072606934,45.850626033333334,42.867577340734989,1513.8566978166668,0.62229999999999996,null,null,null,null,null,null,null,null,null,-1,-1,10,7]
[23.5,596.9,0,0,0,0,0,0,0,0,1.2983430072606934,45.850626033333334,1.2983430072606934,45.850626033333334,41.569234333474299,1468.0060717833335,0.59689999999999999,null,null,null,null,null,null,null,null,null,-1,-1,9,6]
[22.5,571.5,0,0,0,0,0,0,0,0,1.2983430072606934,45.850626033333334,1.2983430072606934,45.850626033333334,40.270891326213601,1422.1554457500001,0.57150000000000001,null,null,null,null,null,null,null,null,null,-1,-1,8,5]
[21.5,546.1,2.8316800000000002E-6,1E-4,0,0,9.7976127999999997E-4,3.4599999999999999E-2,0,0,0.64877959911834671,22.911473016666669,0.6497593603983467,22.94607301666667,38.97254831895291,1376.3048197166668,0.54610000000000003,null,null,null,null,null,null,"INSTALLED LENGTH",{"$f":"COUNTIF(AC36:AC132,\">0\")","v":12},null,-1,-1,7,4]
[21,533.4,6.7960320000000005E-4,2.4E-2,0,0,0.2351427072,8.3040000000000003,0,0,1.2042859243806934,42.529026033333338,1.4394286315806935,50.83302603333334,38.322788958554568,1353.3587467000002,0.53339999999999999,null,null,null,"S",null,{"$f":"I16","v":2},8,null,null,-1,-1,6,3]
[20,508,1.8972256E-3,6.7000000000000004E-2,0,0,0.65644005760000002,23.182000000000002,0,0,1.0357669842206934,36.577826033333331,1.6922070418206934,59.759826033333333,36.883360326973872,1302.5257206666668,0.50800000000000001,null,null,null,"E",null,{"$f":"I17-W42","v":44},7.5,null,null,-1,-1,5,2]
[19,482.59999999999997,3.1148479999999999E-3,0.11,0,0,1.077737408,38.06,0,0,0.86724804406069333,30.626626033333334,1.9449854520606935,68.68662603333334,35.19115328515317,1242.7658946333333,0.48259999999999997,null,null,null,"STONE BORDER (FT.)",null,1,null,null,null,-1,-1,4,1]
[18,457.2,3.9360352000000001E-3,0.13900000000000001,0,0,1.3618681792,48.094000000000001,0,0,0.75359573558069348,26.613026033333337,2.1154639147806935,74.707026033333335,33.246167833092478,1174.0792686,0.4572,null,null,null,"CHAMBER SPACING (FT.)",null,{"$f":"4/12","v":0.33333333333333331},null,null,null,-1,-1,3,0]
[17,431.79999999999995,4.5023711999999999E-3,0.159,3.8069884823848235E-5,1.3444275067750677E-3,1.5578204352,55.014000000000003,0,0,0.67521483318069331,23.845026033333333,2.2330352683806933,78.859026033333336,31.130703918311788,1099.3722425666667,0.43179999999999996,null,null,null,"BED WIDTH",null,{"$f":"(I16*Y57+(2*W44)-W45)","v":8.3266666666666662},null,null,null,-1,-1,2,-1]
[16,406.4,4.9271231999999995E-3,0.17399999999999999,2.3961045618789518E-4,8.4617773261065933E-3,1.7047846271999998,60.203999999999994,0,0,0.6164291563806934,21.769026033333336,2.321213783580693,81.973026033333326,28.897668649931095,1020.5132165333334,0.40639999999999998,null,null,null,"BED LENGTH",null,{"$f":"((W51-1)*X43)+(X42+(W44*2))","v":175},null,null,null,-1,-1,1,-2]
[15,381,5.2102911999999998E-3,0.184,8.7041146115627828E-4,3.0738341237579046E-2,1.8027607552,63.664000000000001,0,0,0.57723870518069331,20.385026033333332,2.3799994603806933,84.049026033333334,26.576454866350403,938.54019050000011,0.38100000000000001,null,null,null,"FT OF CHAMBER -",null,{"$f":"(W42*X42)+(W43*X43)","v":346},null,null,null,1,1,0,-3]
[14,355.59999999999997,5.4368256000000004E-3,0.192,1.1611814476061428E-3,4.1006803297199641E-2,1.8811416576,66.432000000000002,0,0,0.54588634422069338,19.277826033333334,2.4270280018206938,85.709826033333343,24.196455405969708,854.49116446666676,0.35559999999999997,null,null,null,"FT OF FC CONNECTORS -",null,{"$f":"I18*W45","v":0},null,null,null,2,2,-1,-4,null,1E-4,1]
[13,330.2,5.7483104000000005E-3,0.20300000000000001,1.2780889679313461E-3,4.5135360207768746E-2,1.9889153983999999,70.238,0,0,0.50277684790069332,17.755426033333332,2.4916922463006932,87.993426033333336,21.769427404149017,768.78133843333342,0.33019999999999999,null,null,null,"Area (Sq. Ft.) -",null,{"$f":"W47*W46","v":1457.1666666666665},{"$f":"W50*0.092903","v":135.37515483333331},null,null,3,3,-2,-5,null,2.4E-2,2]
[12,304.79999999999995,5.7483104000000005E-3,0.20300000000000001,1.3464349028906955E-3,4.7548978093947605E-2,1.9889153983999999,70.238,0,0,0.50277684790069332,17.755426033333332,2.4916922463006932,87.993426033333336,19.277735157848323,680.7879124000001,0.30479999999999996,null,null,null,{"$f":"I16","v":2},"ROW OF",{"$f":"I17/I16","v":23},null,null,null,4,4,-3,-6,null,6.7000000000000004E-2,3]
[11,279.39999999999998,5.7483104000000005E-3,0.20300000000000001,1.4140813911472446E-3,4.9937895212285449E-2,1.9889153983999999,70.238,0,0,0.50277684790069332,17.755426033333332,2.4916922463006932,87.993426033333336,16.786042911547629,592.79448636666677,0.27939999999999998,null,null,null,null,null,null,null,null,null,5,5,-4,-7,null,0.11,4]
[10,254,6.3146464000000003E-3,0.223,1.9886268970189702E-3,7.0227811653116534E-2,2.1848676544000001,77.158000000000001,0,0,0.42439594550069332,14.987426033333334,2.6092635999006935,92.145426033333337,14.294350665246936,504.80106033333345,0.254,null,null,null,null,null,null,null,"SYSTEM HEIGHT",null,6,6,-5,-8,null,0.13900000000000001,5]
[9,228.6,0,0,0,0,0,0,0,0,1.2983430072606934,45.850626033333334,1.2983430072606934,45.850626033333334,11.685087065346242,412.65563430000009,0.2286,null,null,null,null,null,null,null,{"$f":"AC30+12.5+AD30","v":33.5},null,7,7,-6,-9,null,0.159,6,1.3444275067750677E-3,1]
[8,203.2,0,0,0,0,0,0,0,0,1.2983430072606934,45.850626033333334,1.2983430072606934,45.850626033333334,10.386744058085549,366.80500826666673,0.20319999999999999,null,null,null,null,null,null,"Stone Void",null,null,8,8,-7,-10,null,0.17399999999999999,7,8.4617773261065933E-3,2]
[7,177.79999999999998,0,0,0,0,0,0,0,0,1.2983430072606934,45.850626033333334,1.2983430072606934,45.850626033333334,9.0884010508248547,320.95438223333338,0.17779999999999999,null,null,null,null,null,null,{"$f":"I19/100","v":0.4},"Design chamber width",null,9,9,-8,-11,null,0.184,8,3.0738341237579046E-2,3]
[6,152.39999999999998,0,0,0,0,0,0,0,0,1.2983430072606934,45.850626033333334,1.2983430072606934,45.850626033333334,7.7900580435641604,275.10375620000002,0.15239999999999998,null,null,null,null,null,null,null,3.33,null,10,10,-9,-12,null,0.192,9,4.1006803297199641E-2,4]
[5,127,0,0,0,0,0,0,0,0,1.2983430072606934,45.850626033333334,1.2983430072606934,45.850626033333334,6.4917150363034661,229.25313016666666,0.127,null,null,null,null,null,null,null,null,null,11,11,-10,-13,null,0.20300000000000001,10,4.5135360207768746E-2,5]
[4,101.6,0,0,0,0,0,0,0,0,1.2983430072606934,45.850626033333334,1.2983430072606934,45.850626033333334,5.1933720290427736,183.40250413333334,0.1016,null,null,null,null,null,null,null,null,null,12,12,-11,-14,null,0.20300000000000001,11,4.7548978093947605E-2,6]
[3,76.199999999999989,0,0,0,0,0,0,0,0,1.2983430072606934,45.850626033333334,1.2983430072606934,45.850626033333334,3.8950290217820802,137.55187810000001,7.619999999999999E-2,null,null,null,null,null,null,null,null,null,12.5,13,-12,-15,null,0.20300000000000001,12,4.9937895212285449E-2,7]
[2,50.8,0,0,0,0,0,0,0,0,1.2983430072606934,45.850626033333334,1.2983430072606934,45.850626033333334,2.5966860145213868,91.701252066666669,5.0799999999999998E-2,null,null,null,null,null,null,null,null,null,-1,14,-13,-16,null,0.223,12.5,7.0227811653116534E-2,8]
[1,25.4,0,0,0,0,0,0,0,0,1.2983430072606934,45.850626033333334,1.2983430072606934,45.850626033333334,1.2983430072606934,45.850626033333334,2.5399999999999999E-2,null,null,null,null,null,null,null,null,null,-1,15,-14,-17]
[0,0,0,0,0,0,0,0,0,0,0,0,0,0,0,0,0,null,null,null,null,null,null,null,null,null,-1,16,-15,-18]
[-1,-25.4,"","","","","","","","","","","","","","","",null,null,null,null,null,null,null,null,null,-1,17,-16,-19]
[-2,-50.8,"","","","","","","","","","","","","","","",null,null,null,null,null,null,null,null,null,-1,18,-17,-20]
[-3,-76.199999999999989,"","","","","","","","","","","","","","","",null,null,null,null,null,null,null,null,null,-1,19,-18,-21]
[-4,-101.6,"","","","","","","","","","","","","","","",null,null,null,null,null,null,null,null,null,-1,20,-19,-22]
[-5,-127,"","","","","","","","","","","","","","","",null,null,null,null,null,null,null,null,null,-1,21,-20,-23]
[-6,-152.39999999999998,"","","","","","","","","","","","","","","",null,null,null,null,null,null,null,null,null,-1,22,-21,-24]
[-7,-177.79999999999998,"","","","","","","","","","","","","","","",null,null,null,null,null,null,null,null,null,-1,23,-22,-25]
[-8,-203.2,"","","","","","","","","","","","","","","",null,null,null,null,null,null,null,null,null,-1,24,-23,-26]
[{"$f":"IF(AA78=0,0,IF(A71=\"\",\"\",IF(AA78=1,A71-0.5,A71-1)))","v":-9},-228.6,"","","","","","","","","","","","","","","",null,null,null,null,null,null,null,null,null,-1,25,-24,-27]
[-10,-254,"","","","","","","","","","","","","","","",null,null,null,null,null,null,null,null,null,-1,26,-25,-28]
[-11,-279.39999999999998,"","","","","","","","","","","","","","","",null,null,null,null,null,null,null,null,null,-1,27,-26,-29]
[-12,-304.79999999999995,"","","","","","","","","","","","","","","",null,null,null,null,null,null,null,null,null,-1,28,-27,-30]
[-13,-330.2,"","","","","","","","","","","","","","","",null,null,null,null,null,null,null,null,null,-1,29,-28,-31]
[-14,-355.59999999999997,"","","","","","","","","","","","","","","",null,null,null,null,null,null,null,null,null,-1,30,-29,-32]
[-15,-381,"","","","","","","","","","","","","","","",null,null,null,null,null,null,null,null,null,-1,31,-30,-33]
[-16,-406.4,"","","","","","","","","","","","","","","",null,null,null,null,null,null,null,null,null,-1,32,-31,-34]
[-17,-431.79999999999995,"","","","","","","","","","","","","","","",null,null,null,null,null,null,null,null,null,-1,33,-32,-35]
[-18,-457.2,"","","","","","","","","","","","","","","",null,null,null,null,null,null,null,null,null,-1,34,-33,-36]
[-19,-482.59999999999997,"","","","","","","","","","","","","","","",null,null,null,null,null,null,null,null,null,-1,35,-34,-37]
[-20,-508,"","","","","","","","","","","","","","","",null,null,null,null,null,null,null,null,null,-1,36,-35,-38]
[-21,-533.4,"","","","","","","","","","","","","","","",null,null,null,null,null,null,null,null,null,-1,37,-36,-39]
[-22,-558.79999999999995,"","","","","","","","","","","","","","","",null,null,null,null,null,null,null,null,null,-1,38,-37,-40]
[-23,-584.19999999999993,"","","","","","","","","","","","","","","",null,null,null,null,null,null,null,null,null,-1,39,-38,-41]
[-24,-609.59999999999991,"","","","","","","","","","","","","","","",null,null,null,null,null,null,null,null,null,-1,40,-39,-42]
[-25,-635,"","","","","","","","","","","","","","","",null,null,null,null,null,null,null,null,null,-1,41,-40,-43]
[-26,-660.4,"","","","","","","","","","","","","","","",null,null,null,null,null,null,null,null,null,-1,42,-41,-44]
[-27,-685.8,"","","","","","","","","","","","","","","",null,null,null,null,null,null,null,null,null,-1,43,-42,-45]
[-28,-711.19999999999993,"","","","","","","","","","","","","","","",null,null,null,null,null,null,null,null,null,-1,44,-43,-46]
[-29,-736.59999999999991,"","","","","","","","","","","","","","","",null,null,null,null,null,null,null,null,null,-1,45,-44,-47]
[-30,{"$f":"A93*25.4","v":-762},"","","","","","","","","","","","","","","",null,null,null,null,null,null,null,null,null,-1,46,-45,-48]
[-31,-787.4,{"$f":"IF(A94<0,\"\",D94*0.0283168)","v":""},{"$f":"IF(A94<0,\"\",IF(AA101>=1,LOOKUP(AA101,AG$49:AG$61,AF$49:AF$61),0))","v":""},{"$f":"IF(A94=0,0,IF(A94<0,\"\",F94*0.0283168))","v":""},{"$f":"IF(A94<0,\"\",IF(AA101>=6,LOOKUP(AA101,AG$54:AG$61,AH$54:AH$61),0))","v":""},{"$f":"IF(A94=0,0,IF(A94<0,\"\",H94*0.0283168))","v":""},{"$f":"IF(A94=0,0,IF(A94<0,\"\",D94*$W$48))","v":""},{"$f":"IF(A94=0,0,IF(A94<0,\"\",J94*0.0283168))","v":""},{"$f":"IF(A94=0,0,IF(A94<0,\"\",F94*$W$49))","v":""},{"$f":"IF(A94=0,0,IF(A94<0,\"\",L94*0.0283168))","v":""},{"$f":"IF(A94=0,0,IF(A94<0,\"\",IF(D94=0.0001,((W$37*0.5/12)-H94)*X$56,((W$37*1/12)-H94)*X$56)))","v":""},{"$f":"IF(A94=0,0,IF(A94<0,\"\",N94*0.0283168))","v":""},{"$f":"IF(A94=0,0,IF(A94<0,\"\",H94+L94+J94))","v":""},{"$f":"IF(A94=0,0,IF(A94<0,\"\",P94*0.0283168))","v":""},{"$f":"IF(A94=0,0,IF(A94<0,\"\",IF(A94=1,L94,N94+P95)))","v":""},{"$f":"IF(A94<0,\"\",I$23+B94/1000)","v":""},null,null,null,null,null,null,null,null,null,-1,47,-46,-49]
[-32,-812.8,"","","","","","","","","","","","","","","",null,null,null,null,null,null,null,null,null,-1,48,-47,-50]
[-33,-838.19999999999993,"","","","","","","","","","","","","","","",null,null,null,null,null,null,null,null,null,-1,49,-48,-51]
[-34,-863.59999999999991,"","","","","","","","","","","","","","","",null,null,null,null,null,null,null,null,null,-1,50,-49,-52]
[-35,-889,"","","","","","","","","","","","","","","",null,null,null,null,null,null,null,null,null,-1,51,-50,-53]
[-36,-914.4,"","","","","","","","","","","","","","","",null,null,null,null,null,null,null,null,null,-1,52,-51,-54]
[-37,-939.8,"","","","","","","","","","","","","","","",null,null,null,null,null,null,null,null,null,{"$f":"IF(AND(AA99>=1,AA99<12),AA99+1,IF(AC100=0,1,IF(AA99=12,AA99+0.5,-1)))","v":-1},{"$f":"IF(AB99>=1,AB99+1,IF(AC100=0,1,-1))","v":53},-52,-55]
[-38,-965.19999999999993,"","","","","","","","","","","","","","","",null,null,null,null,null,null,null,null,null,-1,54,{"$f":"AC100-1","v":-53},{"$f":"AD100-1","v":-56}]
[-39,-990.59999999999991,"","","","","","","","","","","","","","","",null,null,null,null,null,null,null,null,null,-1,55,-54,-57]
[-40,-1016,"","","","","","","","","","","","","","","",null,null,null,null,null,null,null,null,null,-1,56,-55,-58]
[-41,-1041.3999999999999,"","","","","","","","","","","","","","","",null,null,null,null,null,null,null,null,null,-1,57,-56,-59]
[-42,-1066.8,"","","","","","","","","","","","","","","",null,null,null,null,null,null,null,null,null,-1,58,-57,-60]
[-43,-1092.2,"","","","","","","","","","","","","","","",null,null,null,null,null,null,null,null,null,-1,59,-58,-61]
[-44,-1117.5999999999999,"","","","","","","","","","","","","","","",null,null,null,null,null,null,null,null,null,-1,60,-59,-62]
[-45,-1143,"","","","","","","","","","","","","","","",null,null,null,null,null,null,null,null,null,-1,61,-60,-63]
[-46,-1168.3999999999999,"","","","","","","","","","","","","","","",null,null,null,null,null,null,null,null,null,-1,62,-61,-64]
[-47,-1193.8,"","","","","","","","","","","","","","","",null,null,null,null,null,null,null,null,null,-1,63,-62,-65]
[-48,-1219.1999999999998,"","","","","","","","","","","","","","","",null,null,null,null,null,null,null,null,null,-1,64,-63,-66]
[-49,-1244.5999999999999,"","","","","","","","","","","","","","","",null,null,null,null,null,null,null,null,null,-1,65,-64,-67]
[-50,-1270,"","","","","","","","","","","","","","","",null,null,null,null,null,null,null,null,null,-1,66,-65,-68]
[-51,-1295.3999999999999,"","","","","","","","","","","","","","","",null,null,null,null,null,null,null,null,null,-1,67,-66,-69]
[-52,-1320.8,"","","","","","","","","","","","","","","",null,null,null,null,null,null,null,null,null,-1,68,-67,-70]
[-53,-1346.1999999999998,"","","","","","","","","","","","","","","",null,null,null,null,null,null,null,null,null,-1,69,-68,-71]
[-54,-1371.6,"","","","","","","","","","","","","","","",null,null,null,null,null,null,null,null,null,-1,70,-69,-72]
[-55,-1397,"","","","","","","","","","","","","","","",null,null,null,null,null,null,null,null,null,-1,71,-70,-73]
[-56,-1422.3999999999999,"","","","","","","","","","","","","","","",null,null,null,null,null,null,null,null,null,-1,72,-71,-74]
[-57,-1447.8,"","","","","","","","","","","","","","","",null,null,null,null,null,null,null,null,null,-1,73,-72,-75]
[-58,-1473.1999999999998,"","","","","","","","","","","","","","","",null,null,null,null,null,null,null,null,null,-1,74,-73,-76]
[-59,-1498.6,"","","","","","","","","","","","","","","",null,null,null,null,null,null,null,null,null,-1,75,-74,-77]
[-60,-1524,"","","","","","","","","","","","","","","",null,null,null,null,null,null,null,null,null,-1,76,-75,-78]
[-61,-1549.3999999999999,"","","","","","","","","","","","","","","",null,null,null,null,null,null,null,null,null,-1,77,-76,-79]
[-62,-1574.8,"","","","","","","","","","","","","","","",null,null,null,null,null,null,null,null,null,-1,78,-77,-80]
[-63,-1600.1999999999998,"","","","","","","","","","","","","","","",null,null,null,null,null,null,null,null,null,-1,79,-78,-81]
[-64,-1625.6,"","","","","","","","","","","","","","","",null,null,null,null,null,null,null,null,null,-1,80,-79,-82]
[-65,-1651,"","","","","","","","","","","","","","","",null,null,null,null,null,null,null,null,null,-1,81,-80,-83]
[-66,-1676.3999999999999,"","","","","","","","","","","","","","","",null,null,null,null,null,null,null,null,null,-1,82,-81,-84]
[-67,-1701.8,"","","","","","","","","","","","","","","",null,null,null,null,null,null,null,null,null,-1,83,-82,-85]
[-68,-1727.1999999999998,"","","","","","","","","","","","","","","",null,null,null,null,null,null,null,null,null,-1,84,-83,-86]
[-69,-1752.6,"","","","","","","","","","","","","","","",null,null,null,null,null,null,null,null,null,-1,85,-84,-87]
[-70,-1778,"","","","","","","","","","","","","","","",null,null,null,null,null,null,null,null,null,-1,86,-85,-88]
[-71,-1803.3999999999999,"","","","","","","","","","","","","","","",null,null,null,null,null,null,null,null,null,-1,87,-86,-89]
[-72,-1828.8,"","","","","","","","","","","","","","","",null,null,null,null,null,null,null,null,null,-1,88,-87,-90]
[{"$f":"IF(AA142=0,0,IF(A135=\"\",\"\",IF(AA142=1,A135-0.5,A135-1)))","v":-73},-1854.1999999999998,"","","","","","","","","","","","","","","",null,null,null,null,null,null,null,null,null,-1,89,-88,-91]
[-74,-1879.6,"","","","","","","","","","","","","","","",null,null,null,null,null,null,null,null,null,-1,90,-89,-92]
[-75,-1905,"","","","","","","","","","","","","","","",null,null,null,null,null,null,null,null,null,-1,91,-90,-93]
[-76,-1930.3999999999999,"","","","","","","","","","","","","","","",null,null,null,null,null,null,null,null,null,-1,92,-91,-94]
[-77,-1955.8,"","","","","","","","","","","","","","","",null,null,null,null,null,null,null,null,null,-1,93,-92,-95]
[-78,-1981.1999999999998,"","","","","","","","","","","","","","","",null,null,null,null,null,null,null,null,null,-1,94,-93,-96]
[-79,-2006.6,"","","","","","","","","","","","","","","",null,null,null,null,null,null,null,null,null,-1,95,-94,-97]
[-80,-2032,"","","","","","","","","","","","","","","",null,null,null,null,null,null,null,null,null,-1,96,-95,-98]
[-81,-2057.4,"","","","","","","","","","","","","","","",null,null,null,null,null,null,null,null,null,-1,97,-96,-99]
[-82,-2082.7999999999997,"","","","","","","","","","","","","","","",null,null,null,null,null,null,null,null,null,-1,98,-97,-100]
[-83,-2108.1999999999998,"","","","","","","","","","","","","","","",null,null,null,null,null,null,null,null,null,-1,99,-98,-101]
[-84,-2133.6,"","","","","","","","","","","","","","","",null,null,null,null,null,null,null,null,null,-1,100,-99,-102]
[-85,-2159,"","","","","","","","","","","","","","","",null,null,null,null,null,null,null,null,null,-1,101,-100,-103]
[-86,-2184.4,"","","","","","","","","","","","","","","",null,null,null,null,null,null,null,null,null,-1,102,-101,-104]
[-87,-2209.7999999999997,"","","","","","","","","","","","","","","",null,null,null,null,null,null,null,null,null,-1,103,-102,-105]
[-88,-2235.1999999999998,"","","","","","","","","","","","","","","",null,null,null,null,null,null,null,null,null,-1,104,-103,-106]
[-89,-2260.6,"","","","","","","","","","","","","","","",null,null,null,null,null,null,null,null,null,-1,105,-104,-107]
[-90,-2286,"","","","","","","","","","","","","","","",null,null,null,null,null,null,null,null,null,-1,106,-105,-108]
[-91,-2311.4,"","","","","","","","","","","","","","","",null,null,null,null,null,null,null,null,null,-1,107,-106,-109]
[-92,-2336.7999999999997,"","","","","","","","","","","","","","","",null,null,null,null,null,null,null,null,null,-1,108,-107,-110]
[-93,-2362.1999999999998,"","","","","","","","","","","","","","","",null,null,null,null,null,null,null,null,null,-1,109,-108,-111]
[-94,{"$f":"A157*25.4","v":-2387.6},"","","","","","","","","","","","","","","",null,null,null,null,null,null,null,null,null,-1,110,-109,-112]
[-95,-2413,{"$f":"IF(A158<0,\"\",D158*0.0283168)","v":""},{"$f":"IF(A158<0,\"\",IF(AA165>=1,LOOKUP(AA165,AG$49:AG$61,AF$49:AF$61),0))","v":""},{"$f":"IF(A158=0,0,IF(A158<0,\"\",F158*0.0283168))","v":""},{"$f":"IF(A158<0,\"\",IF(AA165>=6,LOOKUP(AA165,AG$54:AG$61,AH$54:AH$61),0))","v":""},{"$f":"IF(A158=0,0,IF(A158<0,\"\",H158*0.0283168))","v":""},{"$f":"IF(A158=0,0,IF(A158<0,\"\",D158*$W$48))","v":""},{"$f":"IF(A158=0,0,IF(A158<0,\"\",J158*0.0283168))","v":""},{"$f":"IF(A158=0,0,IF(A158<0,\"\",F158*$W$49))","v":""},{"$f":"IF(A158=0,0,IF(A158<0,\"\",L158*0.0283168))","v":""},{"$f":"IF(A158=0,0,IF(A158<0,\"\",IF(D158=0.0001,((W$37*0.5/12)-H158)*X$56,((W$37*1/12)-H158)*X$56)))","v":""},{"$f":"IF(A158=0,0,IF(A158<0,\"\",N158*0.0283168))","v":""},{"$f":"IF(A158=0,0,IF(A158<0,\"\",H158+L158+J158))","v":""},{"$f":"IF(A158=0,0,IF(A158<0,\"\",P158*0.0283168))","v":""},{"$f":"IF(A158=0,0,IF(A158<0,\"\",IF(A158=1,L158,N158+P159)))","v":""},{"$f":"IF(A158<0,\"\",I$23+B158/1000)","v":""},null,null,null,null,null,null,null,null,null,-1,111,-110,-113]
[-96,-2438.3999999999996,"","","","","","","","","","","","","","","",null,null,null,null,null,null,null,null,null,-1,112,-111,-114]
[-97,-2463.7999999999997,"","","","","","","","","","","","","","","",null,null,null,null,null,null,null,null,null,-1,113,-112,-115]
[-98,-2489.1999999999998,"","","","","","","","","","","","","","","",null,null,null,null,null,null,null,null,null,-1,114,-113,-116]
[-99,-2514.6,"","","","","","","","","","","","","","","",null,null,null,null,null,null,null,null,null,-1,115,-114,-117]
[-100,-2540,"","","","","","","","","","","","","","","",null,null,null,null,null,null,null,null,null,-1,116,-115,-118]
[-101,-2565.3999999999996,"","","","","","","","","","","","","","","",null,null,null,null,null,null,null,null,null,{"$f":"IF(AND(AA163>=1,AA163<12),AA163+1,IF(AC164=0,1,IF(AA163=12,AA163+0.5,-1)))","v":-1},{"$f":"IF(AB163>=1,AB163+1,IF(AC164=0,1,-1))","v":117},-116,-119]
[-102,-2590.7999999999997,"","","","","","","","","","","","","","","",null,null,null,null,null,null,null,null,null,-1,118,{"$f":"AC164-1","v":-117},{"$f":"AD164-1","v":-120}]
[-103,-2616.1999999999998,"","","","","","","","","","","","","","","",null,null,null,null,null,null,null,null,null,-1,119,-118,-121]
[-104,-2641.6,"","","","","","","","","","","","","","","",null,null,null,null,null,null,null,null,null,-1,120,-119,-122]
[-105,-2667,"","","","","","","","","","","","","","","",null,null,null,null,null,null,null,null,null,-1,121,-120,-123]
[-106,-2692.3999999999996,"","","","","","","","","","","","","","","",null,null,null,null,null,null,null,null,null,-1,122,-121,-124]
[-107,-2717.7999999999997,"","","","","","","","","","","","","","","",null,null,null,null,null,null,null,null,null,-1,123,-122,-125]
[-108,-2743.2,"","","","","","","","","","","","","","","",null,null,null,null,null,null,null,null,null,-1,124,-123,-126]
[-109,-2768.6,"","","","","","","","","","","","","","","",null,null,null,null,null,null,null,null,null,-1,125,-124,-127]
[-110,-2794,"","","","","","","","","","","","","","","",null,null,null,null,null,null,null,null,null,-1,126,-125,-128]
[-111,-2819.3999999999996,"","","","","","","","","","","","","","","",null,null,null,null,null,null,null,null,null,-1,127,-126,-129]
[-112,-2844.7999999999997,"","","","","","","","","","","","","","","",null,null,null,null,null,null,null,null,null,-1,128,-127,-130]
[-113,-2870.2,"","","","","","","","","","","","","","","",null,null,null,null,null,null,null,null,null,-1,129,-128,-131]
[-114,-2895.6,"","","","","","","","","","","","","","","",null,null,null,null,null,null,null,null,null,-1,130,-129,-132]
[-115,-2921,"","","","","","","","","","","","","","","",null,null,null,null,null,null,null,null,null,-1,131,-130,-133]
[-116,-2946.3999999999996,"","","","","","","","","","","","","","","",null,null,null,null,null,null,null,null,null,-1,132,-131,-134]
[-117,-2971.7999999999997,"","","","","","","","","","","","","","","",null,null,null,null,null,null,null,null,null,-1,133,-132,-135]
[-118,-2997.2,"","","","","","","","","","","","","","","",null,null,null,null,null,null,null,null,null,-1,134,-133,-136]
[-119,-3022.6,"","","","","","","","","","","","","","","",null,null,null,null,null,null,null,null,null,-1,135,-134,-137]
[-120,-3048,"","","","","","","","","","","","","","","",null,null,null,null,null,null,null,null,null,-1,136,-135,-138]
[-121,-3073.3999999999996,"","","","","","","","","","","","","","","",null,null,null,null,null,null,null,null,null,-1,137,-136,-139]
[-122,-3098.7999999999997,"","","","","","","","","","","","","","","",null,null,null,null,null,null,null,null,null,-1,138,-137,-140]
[-123,-3124.2,"","","","","","","","","","","","","","","",null,null,null,null,null,null,null,null,null,-1,139,-138,-141]
[-124,-3149.6,"","","","","","","","","","","","","","","",null,null,null,null,null,null,null,null,null,-1,140,-139,-142]
[-125,-3175,"","","","","","","","","","","","","","","",null,null,null,null,null,null,null,null,null,-1,141,-140,-143]
[-126,-3200.3999999999996,"","","","","","","","","","","","","","","",null,null,null,null,null,null,null,null,null,-1,142,-141,-144]
[-127,-3225.7999999999997,"","","","","","","","","","","","","","","",null,null,null,null,null,null,null,null,null,-1,143,-142,-145]
[-128,-3251.2,"","","","","","","","","","","","","","","",null,null,null,null,null,null,null,null,null,-1,144,-143,-146]
[-129,-3276.6,"","","","","","","","","","","","","","","",null,null,null,null,null,null,null,null,null,-1,145,-144,-147]
[-130,-3302,"","","","","","","","","","","","","","","",null,null,null,null,null,null,null,null,null,-1,146,-145,-148]
[-131,-3327.3999999999996,"","","","","","","","","","","","","","","",null,null,null,null,null,null,null,null,null,-1,147,-146,-149]
[-132,-3352.7999999999997,"","","","","","","","","","","","","","","",null,null,null,null,null,null,null,null,null,-1,148,-147,-150]
[-133,-3378.2,"","","","","","","","","","","","","","","",null,null,null,null,null,null,null,null,null,-1,149,-148,-151]
[-134,-3403.6,"","","","","","","","","","","","","","","",null,null,null,null,null,null,null,null,null,-1,150,-149,-152]
[-135,-3429,"","","","","","","","","","","","","","","",null,null,null,null,null,null,null,null,null,-1,151,-150,-153]
[-136,-3454.3999999999996,"","","","","","","","","","","","","","","",null,null,null,null,null,null,null,null,null,-1,152,-151,-154]
[{"$f":"IF(AA206=0,0,IF(A199=\"\",\"\",IF(AA206=1,A199-0.5,A199-1)))","v":-137},-3479.7999999999997,"","","","","","","","","","","","","","","",null,null,null,null,null,null,null,null,null,-1,153,-152,-155]
[-138,-3505.2,"","","","","","","","","","","","","","","",null,null,null,null,null,null,null,null,null,-1,154,-153,-156]
[-139,-3530.6,"","","","","","","","","","","","","","","",null,null,null,null,null,null,null,null,null,-1,155,-154,-157]
[-140,-3556,"","","","","","","","","","","","","","","",null,null,null,null,null,null,null,null,null,-1,156,-155,-158]
[-141,-3581.3999999999996,"","","","","","","","","","","","","","","",null,null,null,null,null,null,null,null,null,-1,157,-156,-159]
[-142,-3606.7999999999997,"","","","","","","","","","","","","","","",null,null,null,null,null,null,null,null,null,-1,158,-157,-160]
[-143,-3632.2,"","","","","","","","","","","","","","","",null,null,null,null,null,null,null,null,null,-1,159,-158,-161]
[-144,-3657.6,"","","","","","","","","","","","","","","",null,null,null,null,null,null,null,null,null,-1,160,-159,-162]
[-145,-3683,"","","","","","","","","","","","","","","",null,null,null,null,null,null,null,null,null,-1,161,-160,-163]
[-146,-3708.3999999999996,"","","","","","","","","","","","","","","",null,null,null,null,null,null,null,null,null,-1,162,-161,-164]
[-147,-3733.7999999999997,"","","","","","","","","","","","","","","",null,null,null,null,null,null,null,null,null,-1,163,-162,-165]
[-148,-3759.2,"","","","","","","","","","","","","","","",null,null,null,null,null,null,null,null,null,-1,164,-163,-166]
[-149,-3784.6,"","","","","","","","","","","","","","","",null,null,null,null,null,null,null,null,null,-1,165,-164,-167]
[-150,-3810,"","","","","","","","","","","","","","","",null,null,null,null,null,null,null,null,null,-1,166,-165,-168]
[-151,-3835.3999999999996,"","","","","","","","","","","","","","","",null,null,null,null,null,null,null,null,null,-1,167,-166,-169]
[-152,-3860.7999999999997,"","","","","","","","","","","","","","","",null,null,null,null,null,null,null,null,null,-1,168,-167,-170]
[-153,-3886.2,"","","","","","","","","","","","","","","",null,null,null,null,null,null,null,null,null,-1,169,-168,-171]
[-154,-3911.6,"","","","","","","","","","","","","","","",null,null,null,null,null,null,null,null,null,-1,170,-169,-172]
[-155,-3937,"","","","","","","","","","","","","","","",null,null,null,null,null,null,null,null,null,-1,171,-170,-173]
[-156,-3962.3999999999996,"","","","","","","","","","","","","","","",null,null,null,null,null,null,null,null,null,-1,172,-171,-174]
[-157,-3987.7999999999997,"","","","","","","","","","","","","","","",null,null,null,null,null,null,null,null,null,-1,173,-172,-175]
[-158,{"$f":"A221*25.4","v":-4013.2},"","","","","","","","","","","","","","","",null,null,null,null,null,null,null,null,null,-1,174,-173,-176]
[-159,-4038.6,{"$f":"IF(A222<0,\"\",D222*0.0283168)","v":""},{"$f":"IF(A222<0,\"\",IF(AA229>=1,LOOKUP(AA229,AG$49:AG$61,AF$49:AF$61),0))","v":""},{"$f":"IF(A222=0,0,IF(A222<0,\"\",F222*0.0283168))","v":""},{"$f":"IF(A222<0,\"\",IF(AA229>=6,LOOKUP(AA229,AG$54:AG$61,AH$54:AH$61),0))","v":""},{"$f":"IF(A222=0,0,IF(A222<0,\"\",H222*0.0283168))","v":""},{"$f":"IF(A222=0,0,IF(A222<0,\"\",D222*$W$48))","v":""},{"$f":"IF(A222=0,0,IF(A222<0,\"\",J222*0.0283168))","v":""},{"$f":"IF(A222=0,0,IF(A222<0,\"\",F222*$W$49))","v":""},{"$f":"IF(A222=0,0,IF(A222<0,\"\",L222*0.0283168))","v":""},{"$f":"IF(A222=0,0,IF(A222<0,\"\",IF(D222=0.0001,((W$37*0.5/12)-H222)*X$56,((W$37*1/12)-H222)*X$56)))","v":""},{"$f":"IF(A222=0,0,IF(A222<0,\"\",N222*0.0283168))","v":""},{"$f":"IF(A222=0,0,IF(A222<0,\"\",H222+L222+J222))","v":""},{"$f":"IF(A222=0,0,IF(A222<0,\"\",P222*0.0283168))","v":""},{"$f":"IF(A222=0,0,IF(A222<0,\"\",IF(A222=1,L222,N222+P223)))","v":""},{"$f":"IF(A222<0,\"\",I$23+B222/1000)","v":""},null,null,null,null,null,null,null,null,null,-1,175,-174,-177]
[-160,-4064,"","","","","","","","","","","","","","","",null,null,null,null,null,null,null,null,null,-1,176,-175,-178]
[-161,-4089.3999999999996,"","","","","","","","","","","","","","","",null,null,null,null,null,null,null,null,null,-1,177,-176,-179]
[-162,-4114.8,"","","","","","","","","","","","","","","",null,null,null,null,null,null,null,null,null,-1,178,-177,-180]
[-163,-4140.2,"","","","","","","","","","","","","","","",null,null,null,null,null,null,null,null,null,-1,179,-178,-181]
[-164,-4165.5999999999995,"","","","","","","","","","","","","","","",null,null,null,null,null,null,null,null,null,-1,180,-179,-182]
[-165,-4191,"","","","","","","","","","","","","","","",null,null,null,null,null,null,null,null,null,{"$f":"IF(AND(AA227>=1,AA227<12),AA227+1,IF(AC228=0,1,IF(AA227=12,AA227+0.5,-1)))","v":-1},{"$f":"IF(AB227>=1,AB227+1,IF(AC228=0,1,-1))","v":181},-180,-183]
[-166,-4216.3999999999996,"","","","","","","","","","","","","","","",null,null,null,null,null,null,null,null,null,-1,182,{"$f":"AC228-1","v":-181},{"$f":"AD228-1","v":-184}]
[-167,-4241.8,"","","","","","","","","","","","","","","",null,null,null,null,null,null,null,null,null,-1,183,-182,-185]
[-168,-4267.2,"","","","","","","","","","","","","","","",null,null,null,null,null,null,null,null,null,-1,184,-183,-186]
[-169,-4292.5999999999995,"","","","","","","","","","","","","","","",null,null,null,null,null,null,null,null,null,-1,185,-184,-187]
[-170,-4318,"","","","","","","","","","","","","","","",null,null,null,null,null,null,null,null,null,-1,186,-185,-188]
[-171,-4343.3999999999996,"","","","","","","","","","","","","","","",null,null,null,null,null,null,null,null,null,-1,187,-186,-189]
[-172,-4368.8,"","","","","","","","","","","","","","","",null,null,null,null,null,null,null,null,null,-1,188,-187,-190]
[-173,-4394.2,"","","","","","","","","","","","","","","",null,null,null,null,null,null,null,null,null,-1,189,-188,-191]
[-174,-4419.5999999999995,"","","","","","","","","","","","","","","",null,null,null,null,null,null,null,null,null,-1,190,-189,-192]
[-175,-4445,"","","","","","","","","","","","","","","",null,null,null,null,null,null,null,null,null,-1,191,-190,-193]
[-176,-4470.3999999999996,"","","","","","","","","","","","","","","",null,null,null,null,null,null,null,null,null,-1,192,-191,-194]
[-177,-4495.8,"","","","","","","","","","","","","","","",null,null,null,null,null,null,null,null,null,-1,193,-192,-195]
[-178,-4521.2,"","","","","","","","","","","","","","","",null,null,null,null,null,null,null,null,null,-1,194,-193,-196]
[-179,-4546.5999999999995,"","","","","","","","","","","","","","","",null,null,null,null,null,null,null,null,null,-1,195,-194,-197]
[-180,-4572,"","","","","","","","","","","","","","","",null,null,null,null,null,null,null,null,null,-1,196,-195,-198]
[-181,-4597.3999999999996,"","","","","","","","","","","","","","","",null,null,null,null,null,null,null,null,null,-1,197,-196,-199]
[-182,-4622.8,"","","","","","","","","","","","","","","",null,null,null,null,null,null,null,null,null,-1,198,-197,-200]
[-183,-4648.2,"","","","","","","","","","","","","","","",null,null,null,null,null,null,null,null,null,-1,199,-198,-201]
[-184,-4673.5999999999995,"","","","","","","","","","","","","","","",null,null,null,null,null,null,null,null,null,-1,200,-199,-202]
[-185,-4699,"","","","","","","","","","","","","","","",null,null,null,null,null,null,null,null,null,-1,201,-200,-203]
[-186,-4724.3999999999996,"","","","","","","","","","","","","","","",null,null,null,null,null,null,null,null,null,-1,202,-201,-204]
[-187,-4749.8,"","","","","","","","","","","","","","","",null,null,null,null,null,null,null,null,null,-1,203,-202,-205]
[-188,-4775.2,"","","","","","","","","","","","","","","",null,null,null,null,null,null,null,null,null,-1,204,-203,-206]
[-189,-4800.5999999999995,"","","","","","","","","","","","","","","",null,null,null,null,null,null,null,null,null,-1,205,-204,-207]
[-190,-4826,"","","","","","","","","","","","","","","",null,null,null,null,null,null,null,null,null,-1,206,-205,-208]
[-191,-4851.3999999999996,"","","","","","","","","","","","","","","",null,null,null,null,null,null,null,null,null,-1,207,-206,-209]
[-192,-4876.7999999999993,"","","","","","","","","","","","","","","",null,null,null,null,null,null,null,null,null,-1,208,-207,-210]
[-193,-4902.2,"","","","","","","","","","","","","","","",null,null,null,null,null,null,null,null,null,-1,209,-208,-211]
[-194,-4927.5999999999995,"","","","","","","","","","","","","","","",null,null,null,null,null,null,null,null,null,-1,210,-209,-212]
[-195,-4953,"","","","","","","","","","","","","","","",null,null,null,null,null,null,null,null,null,-1,211,-210,-213]
[-196,-4978.3999999999996,"","","","","","","","","","","","","","","",null,null,null,null,null,null,null,null,null,-1,212,-211,-214]
[-197,-5003.7999999999993,"","","","","","","","","","","","","","","",null,null,null,null,null,null,null,null,null,-1,213,-212,-215]
[-198,-5029.2,"","","","","","","","","","","","","","","",null,null,null,null,null,null,null,null,null,-1,214,-213,-216]
[-199,-5054.5999999999995,"","","","","","","","","","","","","","","",null,null,null,null,null,null,null,null,null,-1,215,-214,-217]
[-200,-5080,"","","","","","","","","","","","","","","",null,null,null,null,null,null,null,null,null,-1,216,-215,-218]
[{"$f":"IF(AA270=0,0,IF(A263=\"\",\"\",IF(AA270=1,A263-0.5,A263-1)))","v":-201},-5105.3999999999996,"","","","","","","","","","","","","","","",null,null,null,null,null,null,null,null,null,-1,217,-216,-219]
[-202,-5130.7999999999993,"","","","","","","","","","","","","","","",null,null,null,null,null,null,null,null,null,-1,218,-217,-220]
[-203,-5156.2,"","","","","","","","","","","","","","","",null,null,null,null,null,null,null,null,null,-1,219,-218,-221]
[-204,-5181.5999999999995,"","","","","","","","","","","","","","","",null,null,null,null,null,null,null,null,null,-1,220,-219,-222]
[-205,-5207,"","","","","","","","","","","","","","","",null,null,null,null,null,null,null,null,null,-1,221,-220,-223]
[-206,-5232.3999999999996,"","","","","","","","","","","","","","","",null,null,null,null,null,null,null,null,null,-1,222,-221,-224]
[-207,-5257.7999999999993,"","","","","","","","","","","","","","","",null,null,null,null,null,null,null,null,null,-1,223,-222,-225]
[-208,-5283.2,"","","","","","","","","","","","","","","",null,null,null,null,null,null,null,null,null,-1,224,-223,-226]
[-209,-5308.5999999999995,"","","","","","","","","","","","","","","",null,null,null,null,null,null,null,null,null,-1,225,-224,-227]
[-210,-5334,"","","","","","","","","","","","","","","",null,null,null,null,null,null,null,null,null,-1,226,-225,-228]
[-211,-5359.4,"","","","","","","","","","","","","","","",null,null,null,null,null,null,null,null,null,-1,227,-226,-229]
[-212,-5384.7999999999993,"","","","","","","","","","","","","","","",null,null,null,null,null,null,null,null,null,-1,228,-227,-230]
[-213,-5410.2,"","","","","","","","","","","","","","","",null,null,null,null,null,null,null,null,null,-1,229,-228,-231]
[-214,-5435.5999999999995,"","","","","","","","","","","","","","","",null,null,null,null,null,null,null,null,null,-1,230,-229,-232]
[-215,-5461,"","","","","","","","","","","","","","","",null,null,null,null,null,null,null,null,null,-1,231,-230,-233]
[-216,-5486.4,"","","","","","","","","","","","","","","",null,null,null,null,null,null,null,null,null,-1,232,-231,-234]
[-217,-5511.7999999999993,"","","","","","","","","","","","","","","",null,null,null,null,null,null,null,null,null,-1,233,-232,-235]
[-218,-5537.2,"","","","","","","","","","","","","","","",null,null,null,null,null,null,null,null,null,-1,234,-233,-236]
[-219,-5562.5999999999995,"","","","","","","","","","","","","","","",null,null,null,null,null,null,null,null,null,-1,235,-234,-237]
[-220,-5588,"","","","","","","","","","","","","","","",null,null,null,null,null,null,null,null,null,-1,236,-235,-238]
[-221,-5613.4,"","","","","","","","","","","","","","","",null,null,null,null,null,null,null,null,null,-1,237,-236,-239]
[-222,{"$f":"A285*25.4","v":-5638.7999999999993},"","","","","","","","","","","","","","","",null,null,null,null,null,null,null,null,null,-1,238,-237,-240]
[-223,-5664.2,{"$f":"IF(A286<0,\"\",D286*0.0283168)","v":""},{"$f":"IF(A286<0,\"\",IF(AA293>=1,LOOKUP(AA293,AG$49:AG$61,AF$49:AF$61),0))","v":""},{"$f":"IF(A286=0,0,IF(A286<0,\"\",F286*0.0283168))","v":""},{"$f":"IF(A286<0,\"\",IF(AA293>=6,LOOKUP(AA293,AG$54:AG$61,AH$54:AH$61),0))","v":""},{"$f":"IF(A286=0,0,IF(A286<0,\"\",H286*0.0283168))","v":""},{"$f":"IF(A286=0,0,IF(A286<0,\"\",D286*$W$48))","v":""},{"$f":"IF(A286=0,0,IF(A286<0,\"\",J286*0.0283168))","v":""},{"$f":"IF(A286=0,0,IF(A286<0,\"\",F286*$W$49))","v":""},{"$f":"IF(A286=0,0,IF(A286<0,\"\",L286*0.0283168))","v":""},{"$f":"IF(A286=0,0,IF(A286<0,\"\",IF(D286=0.0001,((W$37*0.5/12)-H286)*X$56,((W$37*1/12)-H286)*X$56)))","v":""},{"$f":"IF(A286=0,0,IF(A286<0,\"\",N286*0.0283168))","v":""},{"$f":"IF(A286=0,0,IF(A286<0,\"\",H286+L286+J286))","v":""},{"$f":"IF(A286=0,0,IF(A286<0,\"\",P286*0.0283168))","v":""},{"$f":"IF(A286=0,0,IF(A286<0,\"\",IF(A286=1,L286,N286+P287)))","v":""},{"$f":"IF(A286<0,\"\",I$23+B286/1000)","v":""},null,null,null,null,null,null,null,null,null,-1,239,-238,-241]
[-224,-5689.5999999999995,"","","","","","","","","","","","","","","",null,null,null,null,null,null,null,null,null,-1,240,-239,-242]
[-225,-5715,"","","","","","","","","","","","","","","",null,null,null,null,null,null,null,null,null,-1,241,-240,-243]
[-226,-5740.4,"","","","","","","","","","","","","","","",null,null,null,null,null,null,null,null,null,-1,242,-241,-244]
[-227,-5765.7999999999993,"","","","","","","","","","","","","","","",null,null,null,null,null,null,null,null,null,-1,243,-242,-245]
[-228,-5791.2,"","","","","","","","","","","","","","","",null,null,null,null,null,null,null,null,null,-1,244,-243,-246]
[-229,-5816.5999999999995,"","","","","","","","","","","","","","","",null,null,null,null,null,null,null,null,null,{"$f":"IF(AND(AA291>=1,AA291<12),AA291+1,IF(AC292=0,1,IF(AA291=12,AA291+0.5,-1)))","v":-1},{"$f":"IF(AB291>=1,AB291+1,IF(AC292=0,1,-1))","v":245},-244,-247]
[-230,-5842,"","","","","","","","","","","","","","","",null,null,null,null,null,null,null,null,null,-1,246,{"$f":"AC292-1","v":-245},{"$f":"AD292-1","v":-248}]
[-231,-5867.4,"","","","","","","","","","","","","","","",null,null,null,null,null,null,null,null,null,-1,247,-246,-249]
[-232,-5892.7999999999993,"","","","","","","","","","","","","","","",null,null,null,null,null,null,null,null,null,-1,248,-247,-250]
[-233,-5918.2,"","","","","","","","","","","","","","","",null,null,null,null,null,null,null,null,null,-1,249,-248,-251]
[-234,-5943.5999999999995,"","","","","","","","","","","","","","","",null,null,null,null,null,null,null,null,null,-1,250,-249,-252]
[-235,-5969,"","","","","","","","","","","","","","","",null,null,null,null,null,null,null,null,null,-1,251,-250,-253]
[-236,-5994.4,"","","","","","","","","","","","","","","",null,null,null,null,null,null,null,null,null,-1,252,-251,-254]
[-237,-6019.7999999999993,"","","","","","","","","","","","","","","",null,null,null,null,null,null,null,null,null,-1,253,-252,-255]
[-238,-6045.2,"","","","","","","","","","","","","","","",null,null,null,null,null,null,null,null,null,-1,254,-253,-256]
[-239,-6070.5999999999995,"","","","","","","","","","","","","","","",null,null,null,null,null,null,null,null,null,-1,255,-254,-257]
[-240,-6096,"","","","","","","","","","","","","","","",null,null,null,null,null,null,null,null,null,-1,256,-255,-258]
[-241,-6121.4,"","","","","","","","","","","","","","","",null,null,null,null,null,null,null,null,null,-1,257,-256,-259]
[-242,-6146.7999999999993,"","","","","","","","","","","","","","","",null,null,null,null,null,null,null,null,null,-1,258,-257,-260]
[-243,-6172.2,"","","","","","","","","","","","","","","",null,null,null,null,null,null,null,null,null,-1,259,-258,-261]
[-244,-6197.5999999999995,"","","","","","","","","","","","","","","",null,null,null,null,null,null,null,null,null,-1,260,-259,-262]
[-245,-6223,"","","","","","","","","","","","","","","",null,null,null,null,null,null,null,null,null,-1,261,-260,-263]
[-246,-6248.4,"","","","","","","","","","","","","","","",null,null,null,null,null,null,null,null,null,-1,262,-261,-264]
[-247,-6273.7999999999993,"","","","","","","","","","","","","","","",null,null,null,null,null,null,null,null,null,-1,263,-262,-265]
[-248,-6299.2,"","","","","","","","","","","","","","","",null,null,null,null,null,null,null,null,null,-1,264,-263,-266]
[-249,-6324.5999999999995,"","","","","","","","","","","","","","","",null,null,null,null,null,null,null,null,null,-1,265,-264,-267]
[-250,-6350,"","","","","","","","","","","","","","","",null,null,null,null,null,null,null,null,null,-1,266,-265,-268]
[-251,-6375.4,"","","","","","","","","","","","","","","",null,null,null,null,null,null,null,null,null,-1,267,-266,-269]
[-252,-6400.7999999999993,"","","","","","","","","","","","","","","",null,null,null,null,null,null,null,null,null,-1,268,-267,-270]
[-253,-6426.2,"","","","","","","","","","","","","","","",null,null,null,null,null,null,null,null,null,-1,269,-268,-271]
[-254,-6451.5999999999995,"","","","","","","","","","","","","","","",null,null,null,null,null,null,null,null,null,-1,270,-269,-272]
[-255,-6477,"","","","","","","","","","","","","","","",null,null,null,null,null,null,null,null,null,-1,271,-270,-273]
[-256,-6502.4,"","","","","","","","","","","","","","","",null,null,null,null,null,null,null,null,null,-1,272,-271,-274]
[-257,-6527.7999999999993,"","","","","","","","","","","","","","","",null,null,null,null,null,null,null,null,null,-1,273,-272,-275]
[-258,-6553.2,"","","","","","","","","","","","","","","",null,null,null,null,null,null,null,null,null,-1,274,-273,-276]
[-259,-6578.5999999999995,"","","","","","","","","","","","","","","",null,null,null,null,null,null,null,null,null,-1,275,-274,-277]
[-260,-6604,"","","","","","","","","","","","","","","",null,null,null,null,null,null,null,null,null,-1,276,-275,-278]
[-261,-6629.4,"","","","","","","","","","","","","","","",null,null,null,null,null,null,null,null,null,-1,277,-276,-279]
[-262,-6654.7999999999993,"","","","","","","","","","","","","","","",null,null,null,null,null,null,null,null,null,-1,278,-277,-280]
[-263,-6680.2,"","","","","","","","","","","","","","","",null,null,null,null,null,null,null,null,null,-1,279,-278,-281]
[-264,-6705.5999999999995,"","","","","","","","","","","","","","","",null,null,null,null,null,null,null,null,null,-1,280,-279,-282]
[{"$f":"IF(AA334=0,0,IF(A327=\"\",\"\",IF(AA334=1,A327-0.5,A327-1)))","v":-265},-6731,"","","","","","","","","","","","","","","",null,null,null,null,null,null,null,null,null,-1,281,-280,-283]
[{"$f":"IF(AA335=0,0,IF(A328=\"\",\"\",IF(AA335=1,A328-0.5,A328-1)))","v":-266},-6756.4,"","","","","","","","","","","","","","","",null,null,null,null,null,null,null,null,null,-1,282,-281,-284]
[{"$f":"IF(AA336=0,0,IF(A329=\"\",\"\",IF(AA336=1,A329-0.5,A329-1)))","v":0},0,0,0,0,0,0,0,0,0,0,0,0,0,0,0,0,null,null,null,null,null,null,null,null,null,-1,283,-282,-285]
[{"$f":"IF(AA337=0,0,IF(A330=\"\",\"\",IF(AA337=1,A330-0.5,A330-1)))","v":0},0,0,0,0,0,0,0,0,0,0,0,0,0,0,0,0,null,null,null,null,null,null,null,null,null,-1,284,-283,-286]
[null,null,null,null,null,null,null,null,null,null,null,null,null,null,null,null,null,null,null,null,null,null,null,null,null,null,-1,285,-284,-287]
[null,null,null,null,null,null,null,null,null,null,null,null,null,null,null,null,null,null,null,null,null,null,null,null,null,null,-1,286,-285,-288]
[null,null,null,null,null,null,null,null,null,null,null,null,null,null,null,null,null,null,null,null,null,null,null,null,null,null,-1,287,-286,-289]
[null,null,null,null,null,null,null,null,null,null,null,null,null,null,null,null,null,null,null,null,null,null,null,null,null,null,-1,288,-287,-290]

{"sheet":"150XLHD-Metric","index":13,"n_rows":335,"n_cols":35,"rows_kept":335,"cut":false,"hidden":true,"merged":[[9,1,9,10],[10,1,10,10],[11,1,11,10],[12,1,12,10],[25,0,25,16]]}
[]
[]
[]
[]
[]
[]
[]
[]
[null,"Project Information:",null,null,null,null,null,null,"Date:",{"$f":"TODAY()","v":"2024-05-09"},{"$f":"TODAY()","v":"2024-05-09"},null,null,null,"Helpful Links:"]
[null,null,null,null,null,null,null,null,null,null,null,null,null,null,"www.cultec.com"]
[null,null,null,null,null,null,null,null,null,null,null,null,null,null,"StormGenie@cultec.com"]
[null,null,null,null,null,null,null,null,null,null,null,null,null,null,"Recharger 150XLHD"]
[null,null,null,null,null,null,null,null,null,null,null,null,null,null,"Recharger 150XLHD Submittal"]
[]
[]
[null,"Number or Rows-",null,null,null,null,null,null,{"$f":"'Cumulative Volume- Metric'!C10","v":2},null,"units"]
[null,"Total number of chambers -",null,null,null,null,null,null,{"$f":"'Cumulative Volume- Metric'!C11","v":46},null,"units"]
[null,"HVLV FC-24 Feed Connectors -",null,null,null,null,null,null,{"$f":"'Cumulative Volume- Metric'!N11","v":0},null,"units"]
[null,"Stone Void -",null,null,null,null,null,null,{"$f":"'Cumulative Volume- Metric'!C12","v":40},null,"%"]
[null,"Stone Base -",null,null,null,null,null,null,{"$f":"'Cumulative Volume- Metric'!C13","v":229},null,"mm"]
[null,"Stone Above Units -",null,null,null,null,null,null,{"$f":"'Cumulative Volume- Metric'!C14","v":305},null,"mm"]
[null,"Area -",null,null,null,null,null,null,{"$f":"'Cumulative Volume- Metric'!C15","v":127.79},null,"m2",null,{"$f":"X50","v":177.25892400000001},null,"Min. Area Required "]
[null,"Base of Stone Elevation- ",null,null,null,null,null,null,{"$f":"'Cumulative Volume- Metric'!C16","v":0},null,"m",null,null,null,"Note: Min. Area required is based on"]
[null,null,null,null,null,null,null,null,null,null,null,null,null,null,"305mm around the system and typ. spacing"]
[]
["CULTEC Recharger 150XLHD Incremental Storage Volumes"]
["Height of System (inches)","Height of System","Incremental Single Chamber","Incremental Single Chamber2","FC 24 Feed Connector single unit","FC 24 Feed Connector single unit2","Chamber Volume","Chamber Volume2","HVLV FC-24 Feed Connector Volume","HVLV FC-24 Feed Connector Volume2","Stone Volume","Stone Volume2","Cumulative Storage Volume","Cumulative Storage Volume2","Total Cumulative Storage Volume","Total Cumulative Storage Volume2","Elevation"]
["in","mm","m3","ft3","m3","ft3","m3","ft3","m3","ft3","m3","ft3","m3","ft3","m3","ft3","m"]
[{"$f":"Y54","v":39.5},{"$f":"A29*25.4","v":1003.3},{"$f":"IF(A29=0,0,IF(A29<0,\"\",D29*0.0283168))","v":0},{"$f":"IF(A29<=0,\"\",IF(AA36>=1,LOOKUP(AA36,AG$43:AG$61,AF$43:AF$61),0))","v":0},{"$f":"IF(A29=0,0,IF(A29<0,\"\",F29*0.0283168))","v":0},{"$f":"IF(A29<=0,\"\",IF(AA36>=8,LOOKUP(AA36,AG$50:AG$61,AH$50:AH$61),0))","v":0},{"$f":"IF(A29=0,0,IF(A29<=0,\"\",H29*0.0283168))","v":0},{"$f":"IF(A29<=0,\"\",D29*$W$48)","v":0},{"$f":"IF(A29=0,0,IF(A29<=0,\"\",J29*0.0283168))","v":0},{"$f":"IF(A29<=0,\"\",F29*$W$49)","v":0},{"$f":"IF(A29=0,0,IF(A29<=0,\"\",L29*0.0283168))","v":1.2983430072606934},{"$f":"IF(A29<=0,\"\",IF(D29=0.0001,((W$37*0.5/12)-H29)*X$56,((W$37*1/12)-H29)*X$56))","v":45.850626033333334},{"$f":"IF(A29=0,0,IF(A29<=0,\"\",N29*0.0283168))","v":1.2983430072606934},{"$f":"IF(A29<=0,\"\",H29+L29+J29)","v":45.850626033333334},{"$f":"IF(A29=0,0,IF(A29<=0,\"\",P29*0.0283168))","v":73.254044989947744},{"$f":"IF(A29<=0,\" \",IF(A29=1,L29,N29+P30))","v":2586.9464413333335},{"$f":"IF(A29=0,0,IF(A29<=0,\"\",I$23+B29/1000))","v":1.0032999999999999}]
[{"$f":"IF(AA36=0,0,IF(A29=\" \",\"\",IF(AA36=1,A29-0.5,A29-1)))","v":38.5},977.9,{"$f":"IF(A30=0,0,IF(A30<0,\"\",D30*0.0283168))","v":0},{"$f":"IF(A30<=0,\"\",IF(AA37>=1,LOOKUP(AA37,AG$43:AG$61,AF$43:AF$61),0))","v":0},{"$f":"IF(A30=0,0,IF(A30<0,\"\",F30*0.0283168))","v":0},{"$f":"IF(A30<=0,\"\",IF(AA37>=8,LOOKUP(AA37,AG$50:AG$61,AH$50:AH$61),0))","v":0},{"$f":"IF(A30=0,0,IF(A30<=0,\"\",H30*0.0283168))","v":0},{"$f":"IF(A30<=0,\"\",D30*$W$48)","v":0},{"$f":"IF(A30=0,0,IF(A30<=0,\"\",J30*0.0283168))","v":0},{"$f":"IF(A30<=0,\"\",F30*$W$49)","v":0},{"$f":"IF(A30=0,0,IF(A30<=0,\"\",L30*0.0283168))","v":1.2983430072606934},{"$f":"IF(A30<=0,\"\",IF(D30=0.0001,((W$37*0.5/12)-H30)*X$56,((W$37*1/12)-H30)*X$56))","v":45.850626033333334},{"$f":"IF(A30=0,0,IF(A30<=0,\"\",N30*0.0283168))","v":1.2983430072606934},{"$f":"IF(A30<=0,\"\",H30+L30+J30)","v":45.850626033333334},{"$f":"IF(A30=0,0,IF(A30<=0,\"\",P30*0.0283168))","v":71.955701982687046},{"$f":"IF(A30<=0,\" \",IF(A30=1,L30,N30+P31))","v":2541.0958153000001},{"$f":"IF(A30=0,0,IF(A30<=0,\"\",I$23+B30/1000))","v":0.97789999999999999},null,null,null,null,null,null,null,null,null,null,null,{"$f":"ROUND(I21*0.0393701,0)","v":12},{"$f":"ROUND(I20*0.0393701,0)","v":9}]
[{"$f":"IF(AA37=0,0,IF(A30=\" \",\"\",IF(AA37=1,A30-0.5,A30-1)))","v":37.5},952.5,0,0,0,0,0,0,0,0,1.2983430072606934,45.850626033333334,1.2983430072606934,45.850626033333334,70.657358975426348,2495.2451892666668,0.95250000000000001]
[36.5,927.09999999999991,0,0,0,0,0,0,0,0,1.2983430072606934,45.850626033333334,1.2983430072606934,45.850626033333334,69.35901596816565,2449.3945632333334,0.92709999999999992]
[35.5,901.69999999999993,0,0,0,0,0,0,0,0,1.2983430072606934,45.850626033333334,1.2983430072606934,45.850626033333334,68.060672960904967,2403.5439372000001,0.90169999999999995]
[34.5,876.3,0,0,0,0,0,0,0,0,1.2983430072606934,45.850626033333334,1.2983430072606934,45.850626033333334,66.762329953644269,2357.6933111666667,0.87629999999999997]
[33.5,850.9,0,0,0,0,0,0,0,0,1.2983430072606934,45.850626033333334,1.2983430072606934,45.850626033333334,65.463986946383571,2311.8426851333334,0.85089999999999999,null,null,null,null,null,"Area",null,null,null,-1,-1,"above","base"]
[32.5,825.5,0,0,0,0,0,0,0,0,1.2983430072606934,45.850626033333334,1.2983430072606934,45.850626033333334,64.165643939122873,2265.9920591,0.82550000000000001,null,null,null,null,"m2",{"$f":"I22","v":127.79},null,null,null,{"$f":"IF(AND(AA35>=1,AA35<18),AA35+1,IF(AC36=0,1,IF(AA35=18,AA35+0.5,-1)))","v":-1},{"$f":"IF(AB35>=1,AB35+1,IF(AC36=0,1,-1))","v":-1},{"$f":"AC30","v":12},{"$f":"AD30","v":9}]
[31.5,800.09999999999991,0,0,0,0,0,0,0,0,1.2983430072606934,45.850626033333334,1.2983430072606934,45.850626033333334,62.867300931862182,2220.1414330666667,0.80009999999999992,null,null,null,null,"ft2",{"$f":"W36*10.7639","v":1375.518781},null,null,null,-1,-1,{"$f":"AC36-1","v":11},{"$f":"AD36-1","v":8}]
[30.5,774.69999999999993,0,0,0,0,0,0,0,0,1.2983430072606934,45.850626033333334,1.2983430072606934,45.850626033333334,61.568957924601492,2174.2908070333333,0.77469999999999994,null,null,null,null,null,null,null,null,null,-1,-1,10,7]
[29.5,749.3,0,0,0,0,0,0,0,0,1.2983430072606934,45.850626033333334,1.2983430072606934,45.850626033333334,60.270614917340801,2128.4401809999999,0.74929999999999997,null,null,null,null,null,null,null,null,null,-1,-1,9,6]
[28.5,723.9,0,0,0,0,0,0,0,0,1.2983430072606934,45.850626033333334,1.2983430072606934,45.850626033333334,58.972271910080103,2082.5895549666666,0.72389999999999999,null,null,null,null,null,null,null,null,null,-1,-1,8,5]
[27.5,698.5,1.6990080000000001E-4,6.0000000000000001E-3,0,0,8.0363078399999996E-2,2.8380000000000001,0,0,1.2661977759006935,44.715426033333337,1.3465608543006935,47.553426033333338,57.673928902819412,2036.7389289333332,0.69850000000000001,null,null,null,null,null,null,"INSTALLED LENGTH",{"$f":"COUNTIF(AC36:AC132,\">0\")","v":12},null,-1,-1,7,4]
[27,685.8,2.8316799999999998E-4,0.01,0,0,0.13393846400000001,4.7300000000000004,0,0,1.2447676216606933,43.958626033333331,1.3787060856606934,48.688626033333335,56.327368048518714,1989.1855028999998,0.68579999999999997,null,null,null,"S & E",null,{"$f":"I16*2","v":4},10.625,null,null,-1,-1,6,3]
[26,660.4,9.0613759999999999E-4,3.2000000000000001E-2,0,0,0.42860308480000003,15.136000000000001,0,0,1.1269017733406934,39.79622603333334,1.5555048581406936,54.932226033333343,54.948661962858019,1940.4968768666665,0.66039999999999999,null,null,null,"HD I",null,{"$f":"I17-W42","v":42},10.25,null,null,-1,-1,5,2,null,6.0000000000000001E-3,1]
[25,635,2.1803935999999999E-3,7.6999999999999999E-2,0,0,1.0313261728000001,36.420999999999999,0,0,0.88581253814069338,31.282226033333338,1.9171387109406934,67.703226033333337,53.393157104717325,1885.5646508333332,0.63500000000000001,null,null,null,"STONE BORDER (FT.)",null,1,null,null,null,-1,-1,4,1,null,0.01,2]
[24,609.59999999999991,2.8883135999999998E-3,0.10199999999999999,0,0,1.3661723327999999,48.245999999999995,0,0,0.7518740741406934,26.552226033333337,2.1180464069406932,74.798226033333336,51.476018393776634,1817.8614247999999,0.60959999999999992,null,null,null,"CHAMBER SPACING (FT.)",null,0.5,null,null,null,-1,-1,3,0,null,3.2000000000000001E-2,3]
[23,584.19999999999993,3.3696991999999999E-3,0.11899999999999999,0,0,1.5938677215999999,56.286999999999999,0,0,0.66079591862069331,23.335826033333333,2.2546636402206932,79.622826033333325,49.357971986835942,1743.0631987666666,0.58419999999999994,null,null,null,"BED WIDTH",null,{"$f":"(I16*Y57+(2*W44)-W45)","v":8},null,null,null,-1,-1,2,-1,null,7.6999999999999999E-2,4]
[22,558.79999999999995,3.7944512E-3,0.13400000000000001,0,0,1.7947754176000001,63.382000000000005,0,0,0.5804328402206933,20.497826033333332,2.375208257820693,83.87982603333333,47.10330834661525,1663.4403727333333,0.55879999999999996,null,null,null,"BED LENGTH",null,{"$f":"((W51-2)*X43)+(2*X42)+(W44*2)","v":238.5},null,null,null,-1,-1,1,-2,null,0.10199999999999999,5]
[21,533.4,4.1342528E-3,0.14599999999999999,3.1148479999999999E-3,0.11,1.9555015743999997,69.057999999999993,0,0,0.51614237750069347,18.227426033333337,2.4716439519006932,87.285426033333323,44.728100088794562,1579.5605467,0.53339999999999999,null,null,null,"FT OF CHAMBER -",null,{"$f":"(W42*X42)+(W43*X43)","v":473},null,null,null,1,1,0,-3,null,0.11899999999999999,6]
[20,508,4.4174208000000003E-3,0.156,2.5485119999999997E-3,0.09,2.0894400383999998,73.787999999999997,0,0,0.46256699190069334,16.335426033333334,2.5520070303006932,90.123426033333331,42.256456136893867,1492.2751206666667,0.50800000000000001,null,null,null,"FT OF FC CONNECTORS -",null,{"$f":"I18*W45","v":0},null,null,null,2,2,-1,-4,null,0.13400000000000001,7]
[19,482.59999999999997,4.6722719999999999E-3,0.16500000000000001,2.4352447999999999E-3,8.5999999999999993E-2,2.209984656,78.045000000000002,0,0,0.4143491448606933,14.632626033333333,2.6243338008606933,92.67762603333334,39.704449106593174,1402.1516946333334,0.48259999999999997,null,null,null,"Area (Sq. Ft.) -",null,{"$f":"W47*W46","v":1908},{"$f":"W50*0.092903","v":177.25892400000001},null,null,3,3,-2,-5,null,0.14599999999999999,8,0.11,1]
[18,457.2,4.8704895999999998E-3,0.17199999999999999,2.406928E-3,8.5000000000000006E-2,2.3037415807999997,81.355999999999995,0,0,0.3768463749406934,13.308226033333336,2.6805879557406933,94.664226033333335,37.080115305732477,1309.4740686,0.4572,null,null,null,{"$f":"I16","v":2},"ROW OF",{"$f":"I17/I16","v":23},null,null,null,4,4,-3,-6,null,0.156,9,0.09,2]
[17,431.79999999999995,5.0687071999999996E-3,0.17899999999999999,2.3502944000000003E-3,8.3000000000000004E-2,2.3974985056000002,84.667000000000002,0,0,0.33934360502069333,11.983826033333333,2.7368421106206933,96.650826033333331,34.399527349991786,1214.8098425666667,0.43179999999999996,null,null,null,null,null,null,null,null,null,5,5,-4,-7,null,0.16500000000000001,10,8.5999999999999993E-2,3]
[16,406.4,5.2102911999999998E-3,0.184,2.2370272E-3,7.9000000000000001E-2,2.4644677375999997,87.031999999999996,0,0,0.3125559122206934,11.037826033333335,2.7770236498206931,98.069826033333328,31.662685239371097,1118.1590165333334,0.40639999999999998,null,null,null,null,null,null,null,"SYSTEM HEIGHT",null,6,6,-5,-8,null,0.17199999999999999,11,8.5000000000000006E-2,4]
[15,381,5.3235584000000001E-3,0.188,2.0954431999999999E-3,7.3999999999999996E-2,2.5180431232,88.924000000000007,0,0,0.29112575798069329,10.281026033333331,2.8091688811806934,99.20502603333334,28.885661589550402,1020.0891905000001,0.38100000000000001,null,null,null,null,null,null,null,{"$f":"AC30+18.5+AD30","v":39.5},null,7,7,-6,-9,null,0.17899999999999999,12,8.3000000000000004E-2,5]
[14,355.59999999999997,5.4085087999999996E-3,0.191,2.0104927999999998E-3,7.0999999999999994E-2,2.5582246624000002,90.343000000000004,0,0,0.27505314230069333,9.7134260333333327,2.8332778047006935,100.05642603333334,26.07649270836971,920.88416446666679,0.35559999999999997,null,null,null,null,null,null,"Stone Void",null,null,8,8,-7,-10,null,0.184,13,7.9000000000000001E-2,6]
[13,330.2,5.4651424000000002E-3,0.193,1.7556416E-3,6.2E-2,2.5850123551999999,91.289000000000001,0,0,0.26433806518069336,9.3350260333333335,2.8493504203806932,100.62402603333334,23.243214903669017,820.82773843333348,0.33019999999999999,null,null,null,null,null,null,{"$f":"I19/100","v":0.4},"Design chamber width",null,9,9,-8,-11,null,0.188,14,7.3999999999999996E-2,7]
[12,304.79999999999995,5.5217759999999999E-3,0.19500000000000001,1.3025727999999999E-3,4.5999999999999999E-2,2.6118000480000001,92.234999999999999,0,0,0.25362298806069333,8.9566260333333343,2.8654230360606934,101.19162603333334,20.393864483288322,720.20371240000009,0.30479999999999996,null,null,null,null,null,null,null,3.25,null,10,10,-9,-12,null,0.191,15,7.0999999999999994E-2,8]
[11,279.39999999999998,5.5784096000000005E-3,0.19700000000000001,5.6633599999999997E-4,0.02,2.6385877407999998,93.180999999999997,0,0,0.24290791094069339,8.5782260333333351,2.8814956517406931,101.75922603333333,17.528441447227628,619.01208636666672,0.27939999999999998,null,null,null,null,null,null,null,null,null,11,11,-10,-13,null,0.193,16,6.2E-2,9]
[10,254,5.8615776E-3,0.20699999999999999,3.6811839999999999E-4,1.2999999999999999E-2,2.7725262048000001,97.911000000000001,0,0,0.18933252534069331,6.686226033333333,2.9618587301406931,104.59722603333333,14.646945795486936,517.25286033333339,0.254,null,null,null,null,null,null,null,null,null,12,12,-11,-14,null,0.19500000000000001,17,4.5999999999999999E-2,10]
[9,228.6,0,0,0,0,0,0,0,0,1.2983430072606934,45.850626033333334,1.2983430072606934,45.850626033333334,11.685087065346242,412.65563430000009,0.2286,null,null,null,null,null,null,null,null,null,13,13,-12,-15,null,0.19700000000000001,18,0.02,11]
[8,203.2,0,0,0,0,0,0,0,0,1.2983430072606934,45.850626033333334,1.2983430072606934,45.850626033333334,10.386744058085549,366.80500826666673,0.20319999999999999,null,null,null,null,null,null,null,null,null,14,14,-13,-16,null,0.20699999999999999,18.5,1.2999999999999999E-2,12]
[7,177.79999999999998,0,0,0,0,0,0,0,0,1.2983430072606934,45.850626033333334,1.2983430072606934,45.850626033333334,9.0884010508248547,320.95438223333338,0.17779999999999999,null,null,null,null,null,null,null,null,null,15,15,-14,-17]
[6,152.39999999999998,0,0,0,0,0,0,0,0,1.2983430072606934,45.850626033333334,1.2983430072606934,45.850626033333334,7.7900580435641604,275.10375620000002,0.15239999999999998,null,null,null,null,null,null,null,null,null,16,16,-15,-18]
[5,127,0,0,0,0,0,0,0,0,1.2983430072606934,45.850626033333334,1.2983430072606934,45.850626033333334,6.4917150363034661,229.25313016666666,0.127,null,null,null,null,null,null,null,null,null,17,17,-16,-19]
[4,101.6,0,0,0,0,0,0,0,0,1.2983430072606934,45.850626033333334,1.2983430072606934,45.850626033333334,5.1933720290427736,183.40250413333334,0.1016,null,null,null,null,null,null,null,null,null,18,18,-17,-20]
[3,76.199999999999989,0,0,0,0,0,0,0,0,1.2983430072606934,45.850626033333334,1.2983430072606934,45.850626033333334,3.8950290217820802,137.55187810000001,7.619999999999999E-2,null,null,null,null,null,null,null,null,null,18.5,19,-18,-21]
[2,50.8,0,0,0,0,0,0,0,0,1.2983430072606934,45.850626033333334,1.2983430072606934,45.850626033333334,2.5966860145213868,91.701252066666669,5.0799999999999998E-2,null,null,null,null,null,null,null,null,null,-1,20,-19,-22]
[1,25.4,0,0,0,0,0,0,0,0,1.2983430072606934,45.850626033333334,1.2983430072606934,45.850626033333334,1.2983430072606934,45.850626033333334,2.5399999999999999E-2,null,null,null,null,null,null,null,null,null,-1,21,-20,-23]
[0,0,0,"",0,"",0,"",0,"",0,"",0,"",0," ",0,null,null,null,null,null,null,null,null,null,-1,22,-21,-24]
[-1,-25.4,"","","","","","","","","","","","",""," ","",null,null,null,null,null,null,null,null,null,-1,23,-22,-25]
[-2,-50.8,"","","","","","","","","","","","",""," ","",null,null,null,null,null,null,null,null,null,-1,24,-23,-26]
[-3,-76.199999999999989,"","","","","","","","","","","","",""," ","",null,null,null,null,null,null,null,null,null,-1,25,-24,-27]
[-4,-101.6,"","","","","","","","","","","","",""," ","",null,null,null,null,null,null,null,null,null,-1,26,-25,-28]
[-5,-127,"","","","","","","","","","","","",""," ","",null,null,null,null,null,null,null,null,null,-1,27,-26,-29]
[-6,-152.39999999999998,"","","","","","","","","","","","",""," ","",null,null,null,null,null,null,null,null,null,-1,28,-27,-30]
[-7,-177.79999999999998,"","","","","","","","","","","","",""," ","",null,null,null,null,null,null,null,null,null,-1,29,-28,-31]
[-8,-203.2,"","","","","","","","","","","","",""," ","",null,null,null,null,null,null,null,null,null,-1,30,-29,-32]
[-9,-228.6,"","","","","","","","","","","","",""," ","",null,null,null,null,null,null,null,null,null,-1,31,-30,-33]
[-10,-254,"","","","","","","","","","","","",""," ","",null,null,null,null,null,null,null,null,null,-1,32,-31,-34]
[-11,-279.39999999999998,"","","","","","","","","","","","",""," ","",null,null,null,null,null,null,null,null,null,-1,33,-32,-35]
[-12,-304.79999999999995,"","","","","","","","","","","","",""," ","",null,null,null,null,null,null,null,null,null,-1,34,-33,-36]
[-13,-330.2,"","","","","","","","","","","","",""," ","",null,null,null,null,null,null,null,null,null,-1,35,-34,-37]
[-14,-355.59999999999997,"","","","","","","","","","","","",""," ","",null,null,null,null,null,null,null,null,null,-1,36,-35,-38]
[-15,-381,"","","","","","","","","","","","",""," ","",null,null,null,null,null,null,null,null,null,-1,37,-36,-39]
[-16,-406.4,"","","","","","","","","","","","",""," ","",null,null,null,null,null,null,null,null,null,-1,38,-37,-40]
[-17,-431.79999999999995,"","","","","","","","","","","","",""," ","",null,null,null,null,null,null,null,null,null,-1,39,-38,-41]
[-18,-457.2,"","","","","","","","","","","","",""," ","",null,null,null,null,null,null,null,null,null,-1,40,-39,-42]
[-19,-482.59999999999997,"","","","","","","","","","","","",""," ","",null,null,null,null,null,null,null,null,null,-1,41,-40,-43]
[-20,-508,"","","","","","","","","","","","",""," ","",null,null,null,null,null,null,null,null,null,-1,42,-41,-44]
[-21,-533.4,"","","","","","","","","","","","",""," ","",null,null,null,null,null,null,null,null,null,-1,43,-42,-45]
[-22,-558.79999999999995,"","","","","","","","","","","","",""," ","",null,null,null,null,null,null,null,null,null,-1,44,-43,-46]
[-23,-584.19999999999993,"","","","","","","","","","","","",""," ","",null,null,null,null,null,null,null,null,null,-1,45,-44,-47]
[-24,{"$f":"A93*25.4","v":-609.59999999999991},"","","","","","","","","","","","",""," ","",null,null,null,null,null,null,null,null,null,-1,46,-45,-48]
[-25,-635,{"$f":"IF(A94=0,0,IF(A94<0,\"\",D94*0.0283168))","v":""},{"$f":"IF(A94<=0,\"\",IF(AA101>=1,LOOKUP(AA101,AG$43:AG$61,AF$43:AF$61),0))","v":""},{"$f":"IF(A94=0,0,IF(A94<0,\"\",F94*0.0283168))","v":""},{"$f":"IF(A94<=0,\"\",IF(AA101>=8,LOOKUP(AA101,AG$50:AG$61,AH$50:AH$61),0))","v":""},{"$f":"IF(A94=0,0,IF(A94<=0,\"\",H94*0.0283168))","v":""},{"$f":"IF(A94<=0,\"\",D94*$W$48)","v":""},{"$f":"IF(A94=0,0,IF(A94<=0,\"\",J94*0.0283168))","v":""},{"$f":"IF(A94<=0,\"\",F94*$W$49)","v":""},{"$f":"IF(A94=0,0,IF(A94<=0,\"\",L94*0.0283168))","v":""},{"$f":"IF(A94<=0,\"\",IF(D94=0.0001,((W$37*0.5/12)-H94)*X$56,((W$37*1/12)-H94)*X$56))","v":""},{"$f":"IF(A94=0,0,IF(A94<=0,\"\",N94*0.0283168))","v":""},{"$f":"IF(A94<=0,\"\",H94+L94+J94)","v":""},{"$f":"IF(A94=0,0,IF(A94<=0,\"\",P94*0.0283168))","v":""},{"$f":"IF(A94<=0,\" \",IF(A94=1,L94,N94+P95))","v":" "},{"$f":"IF(A94=0,0,IF(A94<=0,\"\",I$23+B94/1000))","v":""},null,null,null,null,null,null,null,null,null,-1,47,-46,-49]
[{"$f":"IF(AA101=0,0,IF(A94=\" \",\"\",IF(AA101=1,A94-0.5,A94-1)))","v":-26},-660.4,"","","","","","","","","","","","",""," ","",null,null,null,null,null,null,null,null,null,-1,48,-47,-50]
[-27,-685.8,"","","","","","","","","","","","",""," ","",null,null,null,null,null,null,null,null,null,-1,49,-48,-51]
[-28,-711.19999999999993,"","","","","","","","","","","","",""," ","",null,null,null,null,null,null,null,null,null,-1,50,-49,-52]
[-29,-736.59999999999991,"","","","","","","","","","","","",""," ","",null,null,null,null,null,null,null,null,null,-1,51,-50,-53]
[-30,-762,"","","","","","","","","","","","",""," ","",null,null,null,null,null,null,null,null,null,-1,52,-51,-54]
[-31,-787.4,"","","","","","","","","","","","",""," ","",null,null,null,null,null,null,null,null,null,{"$f":"IF(AND(AA99>=1,AA99<18),AA99+1,IF(AC100=0,1,IF(AA99=18,AA99+0.5,-1)))","v":-1},{"$f":"IF(AB99>=1,AB99+1,IF(AC100=0,1,-1))","v":53},-52,-55]
[-32,-812.8,"","","","","","","","","","","","",""," ","",null,null,null,null,null,null,null,null,null,-1,54,{"$f":"AC100-1","v":-53},{"$f":"AD100-1","v":-56}]
[-33,-838.19999999999993,"","","","","","","","","","","","",""," ","",null,null,null,null,null,null,null,null,null,-1,55,-54,-57]
[-34,-863.59999999999991,"","","","","","","","","","","","",""," ","",null,null,null,null,null,null,null,null,null,-1,56,-55,-58]
[-35,-889,"","","","","","","","","","","","",""," ","",null,null,null,null,null,null,null,null,null,-1,57,-56,-59]
[-36,-914.4,"","","","","","","","","","","","",""," ","",null,null,null,null,null,null,null,null,null,-1,58,-57,-60]
[-37,-939.8,"","","","","","","","","","","","",""," ","",null,null,null,null,null,null,null,null,null,-1,59,-58,-61]
[-38,-965.19999999999993,"","","","","","","","","","","","",""," ","",null,null,null,null,null,null,null,null,null,-1,60,-59,-62]
[-39,-990.59999999999991,"","","","","","","","","","","","",""," ","",null,null,null,null,null,null,null,null,null,-1,61,-60,-63]
[-40,-1016,"","","","","","","","","","","","",""," ","",null,null,null,null,null,null,null,null,null,-1,62,-61,-64]
[-41,-1041.3999999999999,"","","","","","","","","","","","",""," ","",null,null,null,null,null,null,null,null,null,-1,63,-62,-65]
[-42,-1066.8,"","","","","","","","","","","","",""," ","",null,null,null,null,null,null,null,null,null,-1,64,-63,-66]
[-43,-1092.2,"","","","","","","","","","","","",""," ","",null,null,null,null,null,null,null,null,null,-1,65,-64,-67]
[-44,-1117.5999999999999,"","","","","","","","","","","","",""," ","",null,null,null,null,null,null,null,null,null,-1,66,-65,-68]
[-45,-1143,"","","","","","","","","","","","",""," ","",null,null,null,null,null,null,null,null,null,-1,67,-66,-69]
[-46,-1168.3999999999999,"","","","","","","","","","","","",""," ","",null,null,null,null,null,null,null,null,null,-1,68,-67,-70]
[-47,-1193.8,"","","","","","","","","","","","",""," ","",null,null,null,null,null,null,null,null,null,-1,69,-68,-71]
[-48,-1219.1999999999998,"","","","","","","","","","","","",""," ","",null,null,null,null,null,null,null,null,null,-1,70,-69,-72]
[-49,-1244.5999999999999,"","","","","","","","","","","","",""," ","",null,null,null,null,null,null,null,null,null,-1,71,-70,-73]
[-50,-1270,"","","","","","","","","","","","",""," ","",null,null,null,null,null,null,null,null,null,-1,72,-71,-74]
[-51,-1295.3999999999999,"","","","","","","","","","","","",""," ","",null,null,null,null,null,null,null,null,null,-1,73,-72,-75]
[-52,-1320.8,"","","","","","","","","","","","",""," ","",null,null,null,null,null,null,null,null,null,-1,74,-73,-76]
[-53,-1346.1999999999998,"","","","","","","","","","","","",""," ","",null,null,null,null,null,null,null,null,null,-1,75,-74,-77]
[-54,-1371.6,"","","","","","","","","","","","",""," ","",null,null,null,null,null,null,null,null,null,-1,76,-75,-78]
[-55,-1397,"","","","","","","","","","","","",""," ","",null,null,null,null,null,null,null,null,null,-1,77,-76,-79]
[-56,-1422.3999999999999,"","","","","","","","","","","","",""," ","",null,null,null,null,null,null,null,null,null,-1,78,-77,-80]
[-57,-1447.8,"","","","","","","","","","","","",""," ","",null,null,null,null,null,null,null,null,null,-1,79,-78,-81]
[-58,-1473.1999999999998,"","","","","","","","","","","","",""," ","",null,null,null,null,null,null,null,null,null,-1,80,-79,-82]
[-59,-1498.6,"","","","","","","","","","","","",""," ","",null,null,null,null,null,null,null,null,null,-1,81,-80,-83]
[-60,-1524,"","","","","","","","","","","","",""," ","",null,null,null,null,null,null,null,null,null,-1,82,-81,-84]
[-61,-1549.3999999999999,"","","","","","","","","","","","",""," ","",null,null,null,null,null,null,null,null,null,-1,83,-82,-85]
[-62,-1574.8,"","","","","","","","","","","","",""," ","",null,null,null,null,null,null,null,null,null,-1,84,-83,-86]
[-63,-1600.1999999999998,"","","","","","","","","","","","",""," ","",null,null,null,null,null,null,null,null,null,-1,85,-84,-87]
[-64,-1625.6,"","","","","","","","","","","","",""," ","",null,null,null,null,null,null,null,null,null,-1,86,-85,-88]
[-65,-1651,"","","","","","","","","","","","",""," ","",null,null,null,null,null,null,null,null,null,-1,87,-86,-89]
[-66,-1676.3999999999999,"","","","","","","","","","","","",""," ","",null,null,null,null,null,null,null,null,null,-1,88,-87,-90]
[-67,-1701.8,"","","","","","","","","","","","",""," ","",null,null,null,null,null,null,null,null,null,-1,89,-88,-91]
[-68,-1727.1999999999998,"","","","","","","","","","","","",""," ","",null,null,null,null,null,null,null,null,null,-1,90,-89,-92]
[-69,-1752.6,"","","","","","","","","","","","",""," ","",null,null,null,null,null,null,null,null,null,-1,91,-90,-93]
[-70,-1778,"","","","","","","","","","","","",""," ","",null,null,null,null,null,null,null,null,null,-1,92,-91,-94]
[-71,-1803.3999999999999,"","","","","","","","","","","","",""," ","",null,null,null,null,null,null,null,null,null,-1,93,-92,-95]
[-72,-1828.8,"","","","","","","","","","","","",""," ","",null,null,null,null,null,null,null,null,null,-1,94,-93,-96]
[-73,-1854.1999999999998,"","","","","","","","","","","","",""," ","",null,null,null,null,null,null,null,null,null,-1,95,-94,-97]
[-74,-1879.6,"","","","","","","","","","","","",""," ","",null,null,null,null,null,null,null,null,null,-1,96,-95,-98]
[-75,-1905,"","","","","","","","","","","","",""," ","",null,null,null,null,null,null,null,null,null,-1,97,-96,-99]
[-76,-1930.3999999999999,"","","","","","","","","","","","",""," ","",null,null,null,null,null,null,null,null,null,-1,98,-97,-100]
[-77,-1955.8,"","","","","","","","","","","","",""," ","",null,null,null,null,null,null,null,null,null,-1,99,-98,-101]
[-78,-1981.1999999999998,"","","","","","","","","","","","",""," ","",null,null,null,null,null,null,null,null,null,-1,100,-99,-102]
[-79,-2006.6,"","","","","","","","","","","","",""," ","",null,null,null,null,null,null,null,null,null,-1,101,-100,-103]
[-80,-2032,"","","","","","","","","","","","",""," ","",null,null,null,null,null,null,null,null,null,-1,102,-101,-104]
[-81,-2057.4,"","","","","","","","","","","","",""," ","",null,null,null,null,null,null,null,null,null,-1,103,-102,-105]
[-82,-2082.7999999999997,"","","","","","","","","","","","",""," ","",null,null,null,null,null,null,null,null,null,-1,104,-103,-106]
[-83,-2108.1999999999998,"","","","","","","","","","","","",""," ","",null,null,null,null,null,null,null,null,null,-1,105,-104,-107]
[-84,-2133.6,"","","","","","","","","","","","",""," ","",null,null,null,null,null,null,null,null,null,-1,106,-105,-108]
[-85,-2159,"","","","","","","","","","","","",""," ","",null,null,null,null,null,null,null,null,null,-1,107,-106,-109]
[-86,-2184.4,"","","","","","","","","","","","",""," ","",null,null,null,null,null,null,null,null,null,-1,108,-107,-110]
[-87,-2209.7999999999997,"","","","","","","","","","","","",""," ","",null,null,null,null,null,null,null,null,null,-1,109,-108,-111]
[-88,{"$f":"A157*25.4","v":-2235.1999999999998},"","","","","","","","","","","","",""," ","",null,null,null,null,null,null,null,null,null,-1,110,-109,-112]
[-89,-2260.6,{"$f":"IF(A158=0,0,IF(A158<0,\"\",D158*0.0283168))","v":""},{"$f":"IF(A158<=0,\"\",IF(AA165>=1,LOOKUP(AA165,AG$43:AG$61,AF$43:AF$61),0))","v":""},{"$f":"IF(A158=0,0,IF(A158<0,\"\",F158*0.0283168))","v":""},{"$f":"IF(A158<=0,\"\",IF(AA165>=8,LOOKUP(AA165,AG$50:AG$61,AH$50:AH$61),0))","v":""},{"$f":"IF(A158=0,0,IF(A158<=0,\"\",H158*0.0283168))","v":""},{"$f":"IF(A158<=0,\"\",D158*$W$48)","v":""},{"$f":"IF(A158=0,0,IF(A158<=0,\"\",J158*0.0283168))","v":""},{"$f":"IF(A158<=0,\"\",F158*$W$49)","v":""},{"$f":"IF(A158=0,0,IF(A158<=0,\"\",L158*0.0283168))","v":""},{"$f":"IF(A158<=0,\"\",IF(D158=0.0001,((W$37*0.5/12)-H158)*X$56,((W$37*1/12)-H158)*X$56))","v":""},{"$f":"IF(A158=0,0,IF(A158<=0,\"\",N158*0.0283168))","v":""},{"$f":"IF(A158<=0,\"\",H158+L158+J158)","v":""},{"$f":"IF(A158=0,0,IF(A158<=0,\"\",P158*0.0283168))","v":""},{"$f":"IF(A158<=0,\" \",IF(A158=1,L158,N158+P159))","v":" "},{"$f":"IF(A158=0,0,IF(A158<=0,\"\",I$23+B158/1000))","v":""},null,null,null,null,null,null,null,null,null,-1,111,-110,-113]
[{"$f":"IF(AA165=0,0,IF(A158=\" \",\"\",IF(AA165=1,A158-0.5,A158-1)))","v":-90},-2286,"","","","","","","","","","","","",""," ","",null,null,null,null,null,null,null,null,null,-1,112,-111,-114]
[-91,-2311.4,"","","","","","","","","","","","",""," ","",null,null,null,null,null,null,null,null,null,-1,113,-112,-115]
[-92,-2336.7999999999997,"","","","","","","","","","","","",""," ","",null,null,null,null,null,null,null,null,null,-1,114,-113,-116]
[-93,-2362.1999999999998,"","","","","","","","","","","","",""," ","",null,null,null,null,null,null,null,null,null,-1,115,-114,-117]
[-94,-2387.6,"","","","","","","","","","","","",""," ","",null,null,null,null,null,null,null,null,null,-1,116,-115,-118]
[-95,-2413,"","","","","","","","","","","","",""," ","",null,null,null,null,null,null,null,null,null,{"$f":"IF(AND(AA163>=1,AA163<18),AA163+1,IF(AC164=0,1,IF(AA163=18,AA163+0.5,-1)))","v":-1},{"$f":"IF(AB163>=1,AB163+1,IF(AC164=0,1,-1))","v":117},-116,-119]
[-96,-2438.3999999999996,"","","","","","","","","","","","",""," ","",null,null,null,null,null,null,null,null,null,-1,118,{"$f":"AC164-1","v":-117},{"$f":"AD164-1","v":-120}]
[-97,-2463.7999999999997,"","","","","","","","","","","","",""," ","",null,null,null,null,null,null,null,null,null,-1,119,-118,-121]
[-98,-2489.1999999999998,"","","","","","","","","","","","",""," ","",null,null,null,null,null,null,null,null,null,-1,120,-119,-122]
[-99,-2514.6,"","","","","","","","","","","","",""," ","",null,null,null,null,null,null,null,null,null,-1,121,-120,-123]
[-100,-2540,"","","","","","","","","","","","",""," ","",null,null,null,null,null,null,null,null,null,-1,122,-121,-124]
[-101,-2565.3999999999996,"","","","","","","","","","","","",""," ","",null,null,null,null,null,null,null,null,null,-1,123,-122,-125]
[-102,-2590.7999999999997,"","","","","","","","","","","","",""," ","",null,null,null,null,null,null,null,null,null,-1,124,-123,-126]
[-103,-2616.1999999999998,"","","","","","","","","","","","",""," ","",null,null,null,null,null,null,null,null,null,-1,125,-124,-127]
[-104,-2641.6,"","","","","","","","","","","","",""," ","",null,null,null,null,null,null,null,null,null,-1,126,-125,-128]
[-105,-2667,"","","","","","","","","","","","",""," ","",null,null,null,null,null,null,null,null,null,-1,127,-126,-129]
[-106,-2692.3999999999996,"","","","","","","","","","","","",""," ","",null,null,null,null,null,null,null,null,null,-1,128,-127,-130]
[-107,-2717.7999999999997,"","","","","","","","","","","","",""," ","",null,null,null,null,null,null,null,null,null,-1,129,-128,-131]
[-108,-2743.2,"","","","","","","","","","","","",""," ","",null,null,null,null,null,null,null,null,null,-1,130,-129,-132]
[-109,-2768.6,"","","","","","","","","","","","",""," ","",null,null,null,null,null,null,null,null,null,-1,131,-130,-133]
[-110,-2794,"","","","","","","","","","","","",""," ","",null,null,null,null,null,null,null,null,null,-1,132,-131,-134]
[-111,-2819.3999999999996,"","","","","","","","","","","","",""," ","",null,null,null,null,null,null,null,null,null,-1,133,-132,-135]
[-112,-2844.7999999999997,"","","","","","","","","","","","",""," ","",null,null,null,null,null,null,null,null,null,-1,134,-133,-136]
[-113,-2870.2,"","","","","","","","","","","","",""," ","",null,null,null,null,null,null,null,null,null,-1,135,-134,-137]
[-114,-2895.6,"","","","","","","","","","","","",""," ","",null,null,null,null,null,null,null,null,null,-1,136,-135,-138]
[-115,-2921,"","","","","","","","","","","","",""," ","",null,null,null,null,null,null,null,null,null,-1,137,-136,-139]
[-116,-2946.3999999999996,"","","","","","","","","","","","",""," ","",null,null,null,null,null,null,null,null,null,-1,138,-137,-140]
[-117,-2971.7999999999997,"","","","","","","","","","","","",""," ","",null,null,null,null,null,null,null,null,null,-1,139,-138,-141]
[-118,-2997.2,"","","","","","","","","","","","",""," ","",null,null,null,null,null,null,null,null,null,-1,140,-139,-142]
[-119,-3022.6,"","","","","","","","","","","","",""," ","",null,null,null,null,null,null,null,null,null,-1,141,-140,-143]
[-120,-3048,"","","","","","","","","","","","",""," ","",null,null,null,null,null,null,null,null,null,-1,142,-141,-144]
[-121,-3073.3999999999996,"","","","","","","","","","","","",""," ","",null,null,null,null,null,null,null,null,null,-1,143,-142,-145]
[-122,-3098.7999999999997,"","","","","","","","","","","","",""," ","",null,null,null,null,null,null,null,null,null,-1,144,-143,-146]
[-123,-3124.2,"","","","","","","","","","","","",""," ","",null,null,null,null,null,null,null,null,null,-1,145,-144,-147]
[-124,-3149.6,"","","","","","","","","","","","",""," ","",null,null,null,null,null,null,null,null,null,-1,146,-145,-148]
[-125,-3175,"","","","","","","","","","","","",""," ","",null,null,null,null,null,null,null,null,null,-1,147,-146,-149]
[-126,-3200.3999999999996,"","","","","","","","","","","","",""," ","",null,null,null,null,null,null,null,null,null,-1,148,-147,-150]
[-127,-3225.7999999999997,"","","","","","","","","","","","",""," ","",null,null,null,null,null,null,null,null,null,-1,149,-148,-151]
[-128,-3251.2,"","","","","","","","","","","","",""," ","",null,null,null,null,null,null,null,null,null,-1,150,-149,-152]
[-129,-3276.6,"","","","","","","","","","","","",""," ","",null,null,null,null,null,null,null,null,null,-1,151,-150,-153]
[-130,-3302,"","","","","","","","","","","","",""," ","",null,null,null,null,null,null,null,null,null,-1,152,-151,-154]
[-131,-3327.3999999999996,"","","","","","","","","","","","",""," ","",null,null,null,null,null,null,null,null,null,-1,153,-152,-155]
[-132,-3352.7999999999997,"","","","","","","","","","","","",""," ","",null,null,null,null,null,null,null,null,null,-1,154,-153,-156]
[-133,-3378.2,"","","","","","","","","","","","",""," ","",null,null,null,null,null,null,null,null,null,-1,155,-154,-157]
[-134,-3403.6,"","","","","","","","","","","","",""," ","",null,null,null,null,null,null,null,null,null,-1,156,-155,-158]
[-135,-3429,"","","","","","","","","","","","",""," ","",null,null,null,null,null,null,null,null,null,-1,157,-156,-159]
[-136,-3454.3999999999996,"","","","","","","","","","","","",""," ","",null,null,null,null,null,null,null,null,null,-1,158,-157,-160]
[-137,-3479.7999999999997,"","","","","","","","","","","","",""," ","",null,null,null,null,null,null,null,null,null,-1,159,-158,-161]
[-138,-3505.2,"","","","","","","","","","","","",""," ","",null,null,null,null,null,null,null,null,null,-1,160,-159,-162]
[-139,-3530.6,"","","","","","","","","","","","",""," ","",null,null,null,null,null,null,null,null,null,-1,161,-160,-163]
[-140,-3556,"","","","","","","","","","","","",""," ","",null,null,null,null,null,null,null,null,null,-1,162,-161,-164]
[-141,-3581.3999999999996,"","","","","","","","","","","","",""," ","",null,null,null,null,null,null,null,null,null,-1,163,-162,-165]
[-142,-3606.7999999999997,"","","","","","","","","","","","",""," ","",null,null,null,null,null,null,null,null,null,-1,164,-163,-166]
[-143,-3632.2,"","","","","","","","","","","","",""," ","",null,null,null,null,null,null,null,null,null,-1,165,-164,-167]
[-144,-3657.6,"","","","","","","","","","","","",""," ","",null,null,null,null,null,null,null,null,null,-1,166,-165,-168]
[-145,-3683,"","","","","","","","","","","","",""," ","",null,null,null,null,null,null,null,null,null,-1,167,-166,-169]
[-146,-3708.3999999999996,"","","","","","","","","","","","",""," ","",null,null,null,null,null,null,null,null,null,-1,168,-167,-170]
[-147,-3733.7999999999997,"","","","","","","","","","","","",""," ","",null,null,null,null,null,null,null,null,null,-1,169,-168,-171]
[-148,-3759.2,"","","","","","","","","","","","",""," ","",null,null,null,null,null,null,null,null,null,-1,170,-169,-172]
[-149,-3784.6,"","","","","","","","","","","","",""," ","",null,null,null,null,null,null,null,null,null,-1,171,-170,-173]
[-150,-3810,"","","","","","","","","","","","",""," ","",null,null,null,null,null,null,null,null,null,-1,172,-171,-174]
[-151,-3835.3999999999996,"","","","","","","","","","","","",""," ","",null,null,null,null,null,null,null,null,null,-1,173,-172,-175]
[-152,{"$f":"A221*25.4","v":-3860.7999999999997},"","","","","","","","","","","","",""," ","",null,null,null,null,null,null,null,null,null,-1,174,-173,-176]
[-153,-3886.2,{"$f":"IF(A222=0,0,IF(A222<0,\"\",D222*0.0283168))","v":""},{"$f":"IF(A222<=0,\"\",IF(AA229>=1,LOOKUP(AA229,AG$43:AG$61,AF$43:AF$61),0))","v":""},{"$f":"IF(A222=0,0,IF(A222<0,\"\",F222*0.0283168))","v":""},{"$f":"IF(A222<=0,\"\",IF(AA229>=8,LOOKUP(AA229,AG$50:AG$61,AH$50:AH$61),0))","v":""},{"$f":"IF(A222=0,0,IF(A222<=0,\"\",H222*0.0283168))","v":""},{"$f":"IF(A222<=0,\"\",D222*$W$48)","v":""},{"$f":"IF(A222=0,0,IF(A222<=0,\"\",J222*0.0283168))","v":""},{"$f":"IF(A222<=0,\"\",F222*$W$49)","v":""},{"$f":"IF(A222=0,0,IF(A222<=0,\"\",L222*0.0283168))","v":""},{"$f":"IF(A222<=0,\"\",IF(D222=0.0001,((W$37*0.5/12)-H222)*X$56,((W$37*1/12)-H222)*X$56))","v":""},{"$f":"IF(A222=0,0,IF(A222<=0,\"\",N222*0.0283168))","v":""},{"$f":"IF(A222<=0,\"\",H222+L222+J222)","v":""},{"$f":"IF(A222=0,0,IF(A222<=0,\"\",P222*0.0283168))","v":""},{"$f":"IF(A222<=0,\" \",IF(A222=1,L222,N222+P223))","v":" "},{"$f":"IF(A222=0,0,IF(A222<=0,\"\",I$23+B222/1000))","v":""},null,null,null,null,null,null,null,null,null,-1,175,-174,-177]
[{"$f":"IF(AA229=0,0,IF(A222=\" \",\"\",IF(AA229=1,A222-0.5,A222-1)))","v":-154},-3911.6,"","","","","","","","","","","","",""," ","",null,null,null,null,null,null,null,null,null,-1,176,-175,-178]
[-155,-3937,"","","","","","","","","","","","",""," ","",null,null,null,null,null,null,null,null,null,-1,177,-176,-179]
[-156,-3962.3999999999996,"","","","","","","","","","","","",""," ","",null,null,null,null,null,null,null,null,null,-1,178,-177,-180]
[-157,-3987.7999999999997,"","","","","","","","","","","","",""," ","",null,null,null,null,null,null,null,null,null,-1,179,-178,-181]
[-158,-4013.2,"","","","","","","","","","","","",""," ","",null,null,null,null,null,null,null,null,null,-1,180,-179,-182]
[-159,-4038.6,"","","","","","","","","","","","",""," ","",null,null,null,null,null,null,null,null,null,{"$f":"IF(AND(AA227>=1,AA227<18),AA227+1,IF(AC228=0,1,IF(AA227=18,AA227+0.5,-1)))","v":-1},{"$f":"IF(AB227>=1,AB227+1,IF(AC228=0,1,-1))","v":181},-180,-183]
[-160,-4064,"","","","","","","","","","","","",""," ","",null,null,null,null,null,null,null,null,null,-1,182,{"$f":"AC228-1","v":-181},{"$f":"AD228-1","v":-184}]
[-161,-4089.3999999999996,"","","","","","","","","","","","",""," ","",null,null,null,null,null,null,null,null,null,-1,183,-182,-185]
[-162,-4114.8,"","","","","","","","","","","","",""," ","",null,null,null,null,null,null,null,null,null,-1,184,-183,-186]
[-163,-4140.2,"","","","","","","","","","","","",""," ","",null,null,null,null,null,null,null,null,null,-1,185,-184,-187]
[-164,-4165.5999999999995,"","","","","","","","","","","","",""," ","",null,null,null,null,null,null,null,null,null,-1,186,-185,-188]
[-165,-4191,"","","","","","","","","","","","",""," ","",null,null,null,null,null,null,null,null,null,-1,187,-186,-189]
[-166,-4216.3999999999996,"","","","","","","","","","","","",""," ","",null,null,null,null,null,null,null,null,null,-1,188,-187,-190]
[-167,-4241.8,"","","","","","","","","","","","",""," ","",null,null,null,null,null,null,null,null,null,-1,189,-188,-191]
[-168,-4267.2,"","","","","","","","","","","","",""," ","",null,null,null,null,null,null,null,null,null,-1,190,-189,-192]
[-169,-4292.5999999999995,"","","","","","","","","","","","",""," ","",null,null,null,null,null,null,null,null,null,-1,191,-190,-193]
[-170,-4318,"","","","","","","","","","","","",""," ","",null,null,null,null,null,null,null,null,null,-1,192,-191,-194]
[-171,-4343.3999999999996,"","","","","","","","","","","","",""," ","",null,null,null,null,null,null,null,null,null,-1,193,-192,-195]
[-172,-4368.8,"","","","","","","","","","","","",""," ","",null,null,null,null,null,null,null,null,null,-1,194,-193,-196]
[-173,-4394.2,"","","","","","","","","","","","",""," ","",null,null,null,null,null,null,null,null,null,-1,195,-194,-197]
[-174,-4419.5999999999995,"","","","","","","","","","","","",""," ","",null,null,null,null,null,null,null,null,null,-1,196,-195,-198]
[-175,-4445,"","","","","","","","","","","","",""," ","",null,null,null,null,null,null,null,null,null,-1,197,-196,-199]
[-176,-4470.3999999999996,"","","","","","","","","","","","",""," ","",null,null,null,null,null,null,null,null,null,-1,198,-197,-200]
[-177,-4495.8,"","","","","","","","","","","","",""," ","",null,null,null,null,null,null,null,null,null,-1,199,-198,-201]
[-178,-4521.2,"","","","","","","","","","","","",""," ","",null,null,null,null,null,null,null,null,null,-1,200,-199,-202]
[-179,-4546.5999999999995,"","","","","","","","","","","","",""," ","",null,null,null,null,null,null,null,null,null,-1,201,-200,-203]
[-180,-4572,"","","","","","","","","","","","",""," ","",null,null,null,null,null,null,null,null,null,-1,202,-201,-204]
[-181,-4597.3999999999996,"","","","","","","","","","","","",""," ","",null,null,null,null,null,null,null,null,null,-1,203,-202,-205]
[-182,-4622.8,"","","","","","","","","","","","",""," ","",null,null,null,null,null,null,null,null,null,-1,204,-203,-206]
[-183,-4648.2,"","","","","","","","","","","","",""," ","",null,null,null,null,null,null,null,null,null,-1,205,-204,-207]
[-184,-4673.5999999999995,"","","","","","","","","","","","",""," ","",null,null,null,null,null,null,null,null,null,-1,206,-205,-208]
[-185,-4699,"","","","","","","","","","","","",""," ","",null,null,null,null,null,null,null,null,null,-1,207,-206,-209]
[-186,-4724.3999999999996,"","","","","","","","","","","","",""," ","",null,null,null,null,null,null,null,null,null,-1,208,-207,-210]
[-187,-4749.8,"","","","","","","","","","","","",""," ","",null,null,null,null,null,null,null,null,null,-1,209,-208,-211]
[-188,-4775.2,"","","","","","","","","","","","",""," ","",null,null,null,null,null,null,null,null,null,-1,210,-209,-212]
[-189,-4800.5999999999995,"","","","","","","","","","","","",""," ","",null,null,null,null,null,null,null,null,null,-1,211,-210,-213]
[-190,-4826,"","","","","","","","","","","","",""," ","",null,null,null,null,null,null,null,null,null,-1,212,-211,-214]
[-191,-4851.3999999999996,"","","","","","","","","","","","",""," ","",null,null,null,null,null,null,null,null,null,-1,213,-212,-215]
[-192,-4876.7999999999993,"","","","","","","","","","","","",""," ","",null,null,null,null,null,null,null,null,null,-1,214,-213,-216]
[-193,-4902.2,"","","","","","","","","","","","",""," ","",null,null,null,null,null,null,null,null,null,-1,215,-214,-217]
[-194,-4927.5999999999995,"","","","","","","","","","","","",""," ","",null,null,null,null,null,null,null,null,null,-1,216,-215,-218]
[-195,-4953,"","","","","","","","","","","","",""," ","",null,null,null,null,null,null,null,null,null,-1,217,-216,-219]
[-196,-4978.3999999999996,"","","","","","","","","","","","",""," ","",null,null,null,null,null,null,null,null,null,-1,218,-217,-220]
[-197,-5003.7999999999993,"","","","","","","","","","","","",""," ","",null,null,null,null,null,null,null,null,null,-1,219,-218,-221]
[-198,-5029.2,"","","","","","","","","","","","",""," ","",null,null,null,null,null,null,null,null,null,-1,220,-219,-222]
[-199,-5054.5999999999995,"","","","","","","","","","","","",""," ","",null,null,null,null,null,null,null,null,null,-1,221,-220,-223]
[-200,-5080,"","","","","","","","","","","","",""," ","",null,null,null,null,null,null,null,null,null,-1,222,-221,-224]
[-201,-5105.3999999999996,"","","","","","","","","","","","",""," ","",null,null,null,null,null,null,null,null,null,-1,223,-222,-225]
[-202,-5130.7999999999993,"","","","","","","","","","","","",""," ","",null,null,null,null,null,null,null,null,null,-1,224,-223,-226]
[-203,-5156.2,"","","","","","","","","","","","",""," ","",null,null,null,null,null,null,null,null,null,-1,225,-224,-227]
[-204,-5181.5999999999995,"","","","","","","","","","","","",""," ","",null,null,null,null,null,null,null,null,null,-1,226,-225,-228]
[-205,-5207,"","","","","","","","","","","","",""," ","",null,null,null,null,null,null,null,null,null,-1,227,-226,-229]
[-206,-5232.3999999999996,"","","","","","","","","","","","",""," ","",null,null,null,null,null,null,null,null,null,-1,228,-227,-230]
[-207,-5257.7999999999993,"","","","","","","","","","","","",""," ","",null,null,null,null,null,null,null,null,null,-1,229,-228,-231]
[-208,-5283.2,"","","","","","","","","","","","",""," ","",null,null,null,null,null,null,null,null,null,-1,230,-229,-232]
[-209,-5308.5999999999995,"","","","","","","","","","","","",""," ","",null,null,null,null,null,null,null,null,null,-1,231,-230,-233]
[-210,-5334,"","","","","","","","","","","","",""," ","",null,null,null,null,null,null,null,null,null,-1,232,-231,-234]
[-211,-5359.4,"","","","","","","","","","","","",""," ","",null,null,null,null,null,null,null,null,null,-1,233,-232,-235]
[-212,-5384.7999999999993,"","","","","","","","","","","","",""," ","",null,null,null,null,null,null,null,null,null,-1,234,-233,-236]
[-213,-5410.2,"","","","","","","","","","","","",""," ","",null,null,null,null,null,null,null,null,null,-1,235,-234,-237]
[-214,-5435.5999999999995,"","","","","","","","","","","","",""," ","",null,null,null,null,null,null,null,null,null,-1,236,-235,-238]
[-215,-5461,"","","","","","","","","","","","",""," ","",null,null,null,null,null,null,null,null,null,-1,237,-236,-239]
[-216,{"$f":"A285*25.4","v":-5486.4},"","","","","","","","","","","","",""," ","",null,null,null,null,null,null,null,null,null,-1,238,-237,-240]
[-217,-5511.7999999999993,{"$f":"IF(A286=0,0,IF(A286<0,\"\",D286*0.0283168))","v":""},{"$f":"IF(A286<=0,\"\",IF(AA293>=1,LOOKUP(AA293,AG$43:AG$61,AF$43:AF$61),0))","v":""},{"$f":"IF(A286=0,0,IF(A286<0,\"\",F286*0.0283168))","v":""},{"$f":"IF(A286<=0,\"\",IF(AA293>=8,LOOKUP(AA293,AG$50:AG$61,AH$50:AH$61),0))","v":""},{"$f":"IF(A286=0,0,IF(A286<=0,\"\",H286*0.0283168))","v":""},{"$f":"IF(A286<=0,\"\",D286*$W$48)","v":""},{"$f":"IF(A286=0,0,IF(A286<=0,\"\",J286*0.0283168))","v":""},{"$f":"IF(A286<=0,\"\",F286*$W$49)","v":""},{"$f":"IF(A286=0,0,IF(A286<=0,\"\",L286*0.0283168))","v":""},{"$f":"IF(A286<=0,\"\",IF(D286=0.0001,((W$37*0.5/12)-H286)*X$56,((W$37*1/12)-H286)*X$56))","v":""},{"$f":"IF(A286=0,0,IF(A286<=0,\"\",N286*0.0283168))","v":""},{"$f":"IF(A286<=0,\"\",H286+L286+J286)","v":""},{"$f":"IF(A286=0,0,IF(A286<=0,\"\",P286*0.0283168))","v":""},{"$f":"IF(A286<=0,\" \",IF(A286=1,L286,N286+P287))","v":" "},{"$f":"IF(A286=0,0,IF(A286<=0,\"\",I$23+B286/1000))","v":""},null,null,null,null,null,null,null,null,null,-1,239,-238,-241]
[{"$f":"IF(AA293=0,0,IF(A286=\" \",\"\",IF(AA293=1,A286-0.5,A286-1)))","v":-218},-5537.2,"","","","","","","","","","","","",""," ","",null,null,null,null,null,null,null,null,null,-1,240,-239,-242]
[-219,-5562.5999999999995,"","","","","","","","","","","","",""," ","",null,null,null,null,null,null,null,null,null,-1,241,-240,-243]
[-220,-5588,"","","","","","","","","","","","",""," ","",null,null,null,null,null,null,null,null,null,-1,242,-241,-244]
[-221,-5613.4,"","","","","","","","","","","","",""," ","",null,null,null,null,null,null,null,null,null,-1,243,-242,-245]
[-222,-5638.7999999999993,"","","","","","","","","","","","",""," ","",null,null,null,null,null,null,null,null,null,-1,244,-243,-246]
[-223,-5664.2,"","","","","","","","","","","","",""," ","",null,null,null,null,null,null,null,null,null,{"$f":"IF(AND(AA291>=1,AA291<18),AA291+1,IF(AC292=0,1,IF(AA291=18,AA291+0.5,-1)))","v":-1},{"$f":"IF(AB291>=1,AB291+1,IF(AC292=0,1,-1))","v":245},-244,-247]
[-224,-5689.5999999999995,"","","","","","","","","","","","",""," ","",null,null,null,null,null,null,null,null,null,-1,246,{"$f":"AC292-1","v":-245},{"$f":"AD292-1","v":-248}]
[-225,-5715,"","","","","","","","","","","","",""," ","",null,null,null,null,null,null,null,null,null,-1,247,-246,-249]
[-226,-5740.4,"","","","","","","","","","","","",""," ","",null,null,null,null,null,null,null,null,null,-1,248,-247,-250]
[-227,-5765.7999999999993,"","","","","","","","","","","","",""," ","",null,null,null,null,null,null,null,null,null,-1,249,-248,-251]
[-228,-5791.2,"","","","","","","","","","","","",""," ","",null,null,null,null,null,null,null,null,null,-1,250,-249,-252]
[-229,-5816.5999999999995,"","","","","","","","","","","","",""," ","",null,null,null,null,null,null,null,null,null,-1,251,-250,-253]
[-230,-5842,"","","","","","","","","","","","",""," ","",null,null,null,null,null,null,null,null,null,-1,252,-251,-254]
[-231,-5867.4,"","","","","","","","","","","","",""," ","",null,null,null,null,null,null,null,null,null,-1,253,-252,-255]
[-232,-5892.7999999999993,"","","","","","","","","","","","",""," ","",null,null,null,null,null,null,null,null,null,-1,254,-253,-256]
[-233,-5918.2,"","","","","","","","","","","","",""," ","",null,null,null,null,null,null,null,null,null,-1,255,-254,-257]
[-234,-5943.5999999999995,"","","","","","","","","","","","",""," ","",null,null,null,null,null,null,null,null,null,-1,256,-255,-258]
[-235,-5969,"","","","","","","","","","","","",""," ","",null,null,null,null,null,null,null,null,null,-1,257,-256,-259]
[-236,-5994.4,"","","","","","","","","","","","",""," ","",null,null,null,null,null,null,null,null,null,-1,258,-257,-260]
[-237,-6019.7999999999993,"","","","","","","","","","","","",""," ","",null,null,null,null,null,null,null,null,null,-1,259,-258,-261]
[-238,-6045.2,"","","","","","","","","","","","",""," ","",null,null,null,null,null,null,null,null,null,-1,260,-259,-262]
[-239,-6070.5999999999995,"","","","","","","","","","","","",""," ","",null,null,null,null,null,null,null,null,null,-1,261,-260,-263]
[-240,-6096,"","","","","","","","","","","","",""," ","",null,null,null,null,null,null,null,null,null,-1,262,-261,-264]
[-241,-6121.4,"","","","","","","","","","","","",""," ","",null,null,null,null,null,null,null,null,null,-1,263,-262,-265]
[-242,-6146.7999999999993,"","","","","","","","","","","","",""," ","",null,null,null,null,null,null,null,null,null,-1,264,-263,-266]
[-243,-6172.2,"","","","","","","","","","","","",""," ","",null,null,null,null,null,null,null,null,null,-1,265,-264,-267]
[-244,-6197.5999999999995,"","","","","","","","","","","","",""," ","",null,null,null,null,null,null,null,null,null,-1,266,-265,-268]
[-245,-6223,"","","","","","","","","","","","",""," ","",null,null,null,null,null,null,null,null,null,-1,267,-266,-269]
[-246,-6248.4,"","","","","","","","","","","","",""," ","",null,null,null,null,null,null,null,null,null,-1,268,-267,-270]
[-247,-6273.7999999999993,"","","","","","","","","","","","",""," ","",null,null,null,null,null,null,null,null,null,-1,269,-268,-271]
[-248,-6299.2,"","","","","","","","","","","","",""," ","",null,null,null,null,null,null,null,null,null,-1,270,-269,-272]
[-249,-6324.5999999999995,"","","","","","","","","","","","",""," ","",null,null,null,null,null,null,null,null,null,-1,271,-270,-273]
[-250,-6350,"","","","","","","","","","","","",""," ","",null,null,null,null,null,null,null,null,null,-1,272,-271,-274]
[-251,-6375.4,"","","","","","","","","","","","",""," ","",null,null,null,null,null,null,null,null,null,-1,273,-272,-275]
[-252,-6400.7999999999993,"","","","","","","","","","","","",""," ","",null,null,null,null,null,null,null,null,null,-1,274,-273,-276]
[-253,-6426.2,"","","","","","","","","","","","",""," ","",null,null,null,null,null,null,null,null,null,-1,275,-274,-277]
[-254,-6451.5999999999995,"","","","","","","","","","","","",""," ","",null,null,null,null,null,null,null,null,null,-1,276,-275,-278]
[-255,-6477,"","","","","","","","","","","","",""," ","",null,null,null,null,null,null,null,null,null,-1,277,-276,-279]
[-256,-6502.4,"","","","","","","","","","","","",""," ","",null,null,null,null,null,null,null,null,null,-1,278,-277,-280]
[-257,-6527.7999999999993,"","","","","","","","","","","","",""," ","",null,null,null,null,null,null,null,null,null,-1,279,-278,-281]
[-258,-6553.2,"","","","","","","","","","","","",""," ","",null,null,null,null,null,null,null,null,null,-1,280,-279,-282]
[-259,-6578.5999999999995,"","","","","","","","","","","","",""," ","",null,null,null,null,null,null,null,null,null,-1,281,-280,-283]
[-260,-6604,"","","","","","","","","","","","",""," ","",null,null,null,null,null,null,null,null,null,-1,282,-281,-284]
[0,0,0,"",0,"",0,"",0,"",0,"",0,"",0," ",0,null,null,null,null,null,null,null,null,null,-1,283,-282,-285]
[0,0,0,"",0,"",0,"",0,"",0,"",0,"",0," ",0,null,null,null,null,null,null,null,null,null,-1,284,-283,-286]
[null,null,null,null,null,null,null,null,null,null,null,null,null,null,null,null,null,null,null,null,null,null,null,null,null,null,-1,285,-284,-287]
[null,null,null,null,null,null,null,null,null,null,null,null,null,null,null,null,null,null,null,null,null,null,null,null,null,null,-1,286,-285,-288]
[null,null,null,null,null,null,null,null,null,null,null,null,null,null,null,null,null,null,null,null,null,null,null,null,null,null,-1,287,-286,-289]
[null,null,null,null,null,null,null,null,null,null,null,null,null,null,null,null,null,null,null,null,null,null,null,null,null,null,-1,288,-287,-290]

{"sheet":"180HD-Metric","index":14,"n_rows":335,"n_cols":35,"rows_kept":335,"cut":false,"hidden":true,"merged":[[9,1,9,10],[10,1,10,10],[11,1,11,10],[12,1,12,10],[25,0,25,16]]}
[]
[]
[]
[]
[]
[]
[]
[]
[null,"Project Information:",null,null,null,"Date:",null,null,"Date:",{"$f":"TODAY()","v":"2024-05-09"},null,null,null,null,"Helpful Links:"]
[null,null,null,null,null,null,null,null,null,null,null,null,null,null,"www.cultec.com"]
[null,null,null,null,null,null,null,null,null,null,null,null,null,null,"StormGenie@cultec.com"]
[null,null,null,null,null,null,null,null,null,null,null,null,null,null,"Recharger 180HD"]
[null,null,null,null,null,null,null,null,null,null,null,null,null,null,"Recharger 180HD Submittal"]
[]
[]
[null,"Number of Rows-",null,null,null,null,null,null,{"$f":"'Cumulative Volume- Metric'!C10","v":2},null,"units"]
[null,"Total number of chambers -",null,null,null,null,null,null,{"$f":"'Cumulative Volume- Metric'!C11","v":46},null,"units"]
[null,"HVLV FC-24 Feed Connectors -",null,null,null,null,null,null,{"$f":"'Cumulative Volume- Metric'!N11","v":0},null,"units"]
[null,"Stone Void -",null,null,null,null,null,null,{"$f":"'Cumulative Volume- Metric'!C12","v":40},null,"%"]
[null,"Stone Base -",null,null,null,null,null,null,{"$f":"'Cumulative Volume- Metric'!C13","v":229},null,"mm",null,{"$f":"IF(I20<152,\"Min. of 152mm Required\",\"\")","v":""}]
[null,"Stone Above Units -",null,null,null,null,null,null,{"$f":"'Cumulative Volume- Metric'!C14","v":305},null,"mm",null,{"$f":"IF(I21<152,\"Min. of 152mm Required\",\"\")","v":""}]
[null,"Area -",null,null,null,null,null,null,{"$f":"'Cumulative Volume- Metric'!C15","v":127.79},null,"m2",null,{"$f":"X50","v":113.8867683525},null,"Min. Area Required "]
[null,"Base of Stone Elevation- ",null,null,null,null,null,null,{"$f":"'Cumulative Volume- Metric'!C16","v":0},null,"m",null,null,null,"Note: Min. Area required is based on"]
[null,null,null,null,null,null,null,null,null,null,null,null,null,null,"305mm around the system and typ. spacing"]
[]
["CULTEC Recharger 180HD Incremental Storage Volumes"]
["Height of System (inches)","Height of System","Incremental Single Chamber","Incremental Single Chamber2","FC 24 Feed Connector single unit","FC 24 Feed Connector single unit2","Chamber Volume","Chamber Volume2","HVLV FC-24 Feed Connector Volume","HVLV FC-24 Feed Connector Volume2","Stone Volume","Stone Volume2","Cumulative Storage Volume","Cumulative Storage Volume2","Total Cumulative Storage Volume","Total Cumulative Storage Volume2","Elevation"]
["in","mm","m3","ft3","m3","ft3","m3","ft3","m3","ft3","m3","ft3","m3","ft3","m3","ft3","m"]
[{"$f":"Y54","v":41.5},{"$f":"A29*25.4","v":1054.0999999999999},{"$f":"IF(A29<0,\"\",D29*0.0283168)","v":0},{"$f":"IF(A29<0,\"\",IF(AA36>=1,LOOKUP(AA36,AG$35:AG$61,AF$35:AF$61),0))","v":0},{"$f":"IF(A29<0,\"\",F29*0.0283168)","v":0},{"$f":"IF(A29<0,\"\",IF(AA36>=10,LOOKUP(AA36,AG$50:AG$61,AH$50:AH$61),0))","v":0},{"$f":"IF(A29<0,\"\",H29*0.0283168)","v":0},{"$f":"IF(A29<0,\"\",D29*$W$48)","v":0},{"$f":"IF(A29<0,\"\",J29*0.0283168)","v":0},{"$f":"IF(A29<0,\"\",F29*$W$49)","v":0},{"$f":"IF(A29<0,\"\",L29*0.0283168)","v":1.2983430072606934},{"$f":"IF(A29=0,0,IF(A29=0,0,IF(A29<0,\"\",IF(D29=0.0001,((W$37*0.5/12)-H29)*X$56,((W$37*1/12)-H29)*X$56))))","v":45.850626033333334},{"$f":"IF(A29<0,\"\",N29*0.0283168)","v":1.2983430072606934},{"$f":"IF(A29<0,\"\",H29+L29+J29)","v":45.850626033333334},{"$f":"IF(A29=0,0,IF(A29=0,0,IF(A29<0,\"\",P29*0.0283168)))","v":71.041800365892215},{"$f":"IF(A29=0,0,IF(A29=0,0,IF(A29<0,\"\",IF(A29=1,L29,N29+P30))))","v":2508.8216311833335},{"$f":"IF(A29<0,\"\",I$23+B29/1000)","v":1.0540999999999998}]
[{"$f":"IF(AA36=0,0,IF(A29=\" \",\"\",IF(AA36=1,A29-0.5,A29-1)))","v":40.5},1028.7,0,0,0,0,0,0,0,0,1.2983430072606934,45.850626033333334,1.2983430072606934,45.850626033333334,69.743457358631517,2462.9710051500001,1.0286999999999999,null,null,null,null,null,null,null,null,null,null,null,{"$f":"ROUND(I21*0.0393701,0)","v":12},{"$f":"ROUND(I20*0.0393701,0)","v":9}]
[39.5,1003.3,0,0,0,0,0,0,0,0,1.2983430072606934,45.850626033333334,1.2983430072606934,45.850626033333334,68.445114351370833,2417.1203791166668,1.0032999999999999]
[38.5,977.9,0,0,0,0,0,0,0,0,1.2983430072606934,45.850626033333334,1.2983430072606934,45.850626033333334,67.146771344110135,2371.2697530833334,0.97789999999999999]
[37.5,952.5,0,0,0,0,0,0,0,0,1.2983430072606934,45.850626033333334,1.2983430072606934,45.850626033333334,65.848428336849437,2325.41912705,0.95250000000000001]
[36.5,927.09999999999991,0,0,0,0,0,0,0,0,1.2983430072606934,45.850626033333334,1.2983430072606934,45.850626033333334,64.55008532958874,2279.5685010166667,0.92709999999999992]
[35.5,901.69999999999993,0,0,0,0,0,0,0,0,1.2983430072606934,45.850626033333334,1.2983430072606934,45.850626033333334,63.251742322328056,2233.7178749833333,0.90169999999999995,null,null,null,null,null,"Area",null,null,null,-1,-1,"above","base"]
[34.5,876.3,0,0,0,0,0,0,0,0,1.2983430072606934,45.850626033333334,1.2983430072606934,45.850626033333334,61.953399315067358,2187.86724895,0.87629999999999997,null,null,null,null,"m2",{"$f":"I22","v":127.79},null,null,null,{"$f":"IF(AND(AA35>=1,AA35<20),AA35+1,IF(AC36=0,1,IF(AA35=20,AA35+0.5,-1)))","v":-1},{"$f":"IF(AB35>=1,AB35+1,IF(AC36=0,1,-1))","v":-1},{"$f":"AC30","v":12},{"$f":"AD30","v":9}]
[33.5,850.9,0,0,0,0,0,0,0,0,1.2983430072606934,45.850626033333334,1.2983430072606934,45.850626033333334,60.655056307806667,2142.0166229166666,0.85089999999999999,null,null,null,null,"ft2",{"$f":"W36*10.7639","v":1375.518781},null,null,null,-1,-1,{"$f":"AC36-1","v":11},{"$f":"AD36-1","v":8}]
[32.5,825.5,0,0,0,0,0,0,0,0,1.2983430072606934,45.850626033333334,1.2983430072606934,45.850626033333334,59.35671330054597,2096.1659968833333,0.82550000000000001,null,null,null,null,null,null,null,null,null,-1,-1,10,7]
[31.5,800.09999999999991,0,0,0,0,0,0,0,0,1.2983430072606934,45.850626033333334,1.2983430072606934,45.850626033333334,58.058370293285279,2050.3153708499999,0.80009999999999992,null,null,null,null,null,null,null,null,null,-1,-1,9,6]
[30.5,774.69999999999993,0,0,0,0,0,0,0,0,1.2983430072606934,45.850626033333334,1.2983430072606934,45.850626033333334,56.760027286024581,2004.4647448166666,0.77469999999999994,null,null,null,null,null,null,null,null,null,-1,-1,8,5,null,"chamber storage"]
[29.5,749.3,1.0760384E-3,3.7999999999999999E-2,0,0,0.315472938112,11.140840000000001,0,0,1.1721538320158933,41.394290033333334,1.4876267701278933,52.535130033333331,55.46168427876389,1958.6141187833332,0.74929999999999997,null,null,null,null,null,null,"INSTALLED LENGTH",{"$f":"COUNTIF(AC36:AC132,\">0\")","v":12},null,-1,-1,7,4,null,3.7999999999999999E-2,1]
[29,736.59999999999991,1.6990079999999999E-3,0.06,0,0,0.49811516543999995,17.590799999999998,0,0,1.0990969410846934,38.814306033333338,1.5972121065246936,56.40510603333334,53.974057508635994,1906.0789887499998,0.73659999999999992,null,null,null,"S & E",null,{"$f":"I16*2","v":4},6.83,null,null,-1,-1,6,3,null,0.06,2]
[28,711.19999999999993,2.5485119999999997E-3,0.09,0,0,0.7471727481599999,26.386199999999999,0,0,0.99947390799669344,35.296146033333336,1.7466466561566933,61.682346033333332,52.3768454021113,1849.6738827166664,0.71119999999999994,null,null,null,"I",null,{"$f":"I17-W42","v":42},6.33,null,null,-1,-1,5,2,null,0.09,3]
[27,685.8,3.3130656000000002E-3,0.11700000000000001,0,0,0.97132457260800009,34.302060000000004,0,0,0.90981317821749319,32.129802033333327,1.8811377508254932,66.431862033333331,50.630198745954608,1787.9915366833332,0.68579999999999997,null,null,null,"STONE BORDER (FT.)",null,1,null,null,null,-1,-1,4,1,null,0.11700000000000001,4]
[26,660.4,3.8227680000000003E-3,0.13500000000000001,0,0,1.1207591222400002,39.579300000000003,0,0,0.85003935836469335,30.018906033333334,1.9707984806046934,69.598206033333341,48.749060995129113,1721.5596746499998,0.66039999999999999,null,null,null,"CHAMBER SPACING (FT.)",null,0.25,null,null,null,-1,-1,3,0,null,0.13500000000000001,5]
[25,635,4.2475199999999994E-3,0.15,0,0,1.2452879135999999,43.976999999999997,0,0,0.80022784182069329,28.259826033333333,2.0455157554206931,72.23682603333333,46.778262514524421,1651.9614686166665,0.63500000000000001,null,null,null,"BED WIDTH",null,{"$f":"(I16*Y57+(2*W44)-W45)","v":8.25},null,null,null,-1,-1,2,-1,null,0.15,6]
[24,609.59999999999991,4.5590048000000005E-3,0.161,0,0,1.3366090272639999,47.201979999999999,0,0,0.76369939635509343,26.969834033333338,2.1003084236190932,74.171814033333334,44.732746759103726,1579.7246425833332,0.60959999999999992,null,null,null,"BED LENGTH",null,{"$f":"((W51-2)*X43)+(2*X42)+(W44*2)","v":148.59},null,null,null,-1,-1,1,-2,null,0.161,7]
[23,584.19999999999993,4.8421727999999999E-3,0.17100000000000001,0,0,1.4196282215039999,50.133780000000002,0,0,0.73049171865909335,25.797114033333333,2.1501199401630933,75.930894033333331,42.632438335484636,1505.55282855,0.58419999999999994,null,null,null,"FT OF CHAMBER -",null,{"$f":"(W42*X42)+(W43*X43)","v":293.18},null,null,null,1,1,0,-3,null,0.17100000000000001,8]
[22,558.79999999999995,5.1253407999999993E-3,0.18099999999999999,0,0,1.502647415744,53.065579999999997,0,0,0.69728404096309338,24.624394033333335,2.1999314567070933,77.689974033333328,40.482318395321549,1429.6219345166667,0.55879999999999996,null,null,null,"FT OF FC CONNECTORS -",null,{"$f":"M18*W45","v":0},null,null,null,2,2,-1,-4,null,0.18099999999999999,9,"feed connector storage"]
[21,533.4,5.4651424000000002E-3,0.193,3.1148479999999999E-3,0.11,1.6022704488320001,56.583740000000006,0,0,0.6574348277278933,23.217130033333333,2.2597052765598935,79.800870033333339,38.282386938614451,1351.9319604833333,0.53339999999999999,null,null,null,"Area (Sq. Ft.) -",null,{"$f":"W47*W46","v":1225.8675000000001},{"$f":"W50*0.092903","v":113.8867683525},null,null,3,3,-2,-5,null,0.193,10,0.11,1]
[20,508,5.6067264000000004E-3,0.19800000000000001,2.5485119999999997E-3,0.09,1.643780045952,58.049640000000004,0,0,0.64083098887989332,22.630770033333334,2.2846110348318938,80.680410033333345,36.022681662054559,1272.1310904500001,0.50800000000000001,null,null,null,{"$f":"I16","v":2},"ROW OF",{"$f":"I17/I16","v":23},null,null,null,4,4,-3,-6,null,0.19800000000000001,11,0.09,2]
[19,482.59999999999997,5.7199936000000007E-3,0.20200000000000001,2.4352447999999999E-3,8.5999999999999993E-2,1.676987723648,59.222360000000002,0,0,0.62754791780149333,22.161682033333335,2.3045356414494935,81.384042033333344,33.738070627222669,1191.4506804166667,0.48259999999999997,null,null,null,null,null,null,null,null,null,5,5,-4,-7,null,0.20200000000000001,12,8.5999999999999993E-2,3]
[18,457.2,5.8332607999999992E-3,0.20599999999999999,2.406928E-3,8.5000000000000006E-2,1.7101954013439999,60.39508,0,0,0.61426484672309345,21.692594033333336,2.3244602480670937,82.087674033333343,31.433534985773175,1110.0666383833334,0.4572,null,null,null,null,null,null,null,"HEIGH OF SYSTEM",null,6,6,-5,-8,null,0.20599999999999999,13,8.5000000000000006E-2,4]
[17,431.79999999999995,5.9182111999999997E-3,0.20899999999999999,2.3502944000000003E-3,8.3000000000000004E-2,1.735101159616,61.274619999999999,0,0,0.60430254341429346,21.340778033333336,2.3394037030302934,82.615398033333335,29.109074737706081,1027.9789643500001,0.43179999999999996,null,null,null,null,null,null,null,{"$f":"AC30+20.5+AD30","v":41.5},null,7,7,-6,-9,null,0.20899999999999999,14,8.3000000000000004E-2,5]
[16,406.4,6.1164287999999995E-3,0.216,2.2370272E-3,7.9000000000000001E-2,1.793214595584,63.326880000000003,0,0,0.58105716902709337,20.519874033333334,2.3742717646110933,83.84675403333334,26.769671034675792,945.36356631666683,0.40639999999999998,null,null,null,null,null,null,"Stone Void",null,null,8,8,-7,-10,null,0.216,15,7.9000000000000001E-2,6]
[15,381,6.2296959999999998E-3,0.22,2.0954431999999999E-3,7.3999999999999996E-2,1.82642227328,64.499600000000001,0,0,0.56777409794869338,20.050786033333335,2.3941963712286936,84.550386033333339,24.395399270064697,861.51681228333348,0.38100000000000001,null,null,null,null,null,null,{"$f":"I19/100","v":0.4},"DESIGN CHAMBER WIDTH",null,9,9,-8,-11,null,0.22,16,7.3999999999999996E-2,7]
[14,355.59999999999997,6.2580127999999997E-3,0.221,2.0104927999999998E-3,7.0999999999999994E-2,1.8347241927040001,64.792780000000008,0,0,0.56445333017909327,19.933514033333331,2.3991775228830936,84.726294033333346,22.001202898836006,776.96642625000015,0.35559999999999997,null,null,null,null,null,null,null,3.25,null,10,10,-9,-12,null,0.221,17,7.0999999999999994E-2,8]
[13,330.2,6.2863296000000004E-3,0.222,1.7556416E-3,6.2E-2,1.843026112128,65.08596,0,0,0.56113256240949339,19.816242033333335,2.4041586745374937,84.902202033333339,19.602025375952909,692.24013221666678,0.33019999999999999,null,null,null,null,null,null,null,null,null,11,11,-10,-13,null,0.222,18,6.2E-2,9]
[12,304.79999999999995,6.2863296000000004E-3,0.222,1.3025727999999999E-3,4.5999999999999999E-2,1.843026112128,65.08596,0,0,0.56113256240949339,19.816242033333335,2.4041586745374937,84.902202033333339,17.197866701415418,607.33793018333347,0.30479999999999996,null,null,null,null,null,null,null,null,null,12,12,-11,-14,null,0.222,19,4.5999999999999999E-2,10]
[11,279.39999999999998,6.5978144000000006E-3,0.23300000000000001,5.6633599999999997E-4,0.02,1.934347225792,68.310940000000002,0,0,0.52460411694389331,18.526250033333334,2.4589513427358938,86.837190033333343,14.793708026877924,522.43572815000016,0.27939999999999998,null,null,null,null,null,null,null,null,null,13,13,-12,-15,null,0.23300000000000001,20,0.02,11]
[10,254,2.8316800000000002E-6,1E-4,3.6811839999999999E-4,1.2999999999999999E-2,8.3019194240000014E-4,2.9318000000000004E-2,0,0,0.64883942685338669,22.913585816666668,0.64966961879578666,22.942903816666668,12.334756684142029,435.59853811666676,0.254,null,null,null,null,null,null,null,null,null,14,14,-13,-16,null,1E-4,20.5,1.2999999999999999E-2,12]
[9,228.6,0,0,0,0,0,0,0,0,1.2983430072606934,45.850626033333334,1.2983430072606934,45.850626033333334,11.685087065346242,412.65563430000009,0.2286,null,null,null,null,null,null,null,null,null,15,15,-14,-17]
[8,203.2,0,0,0,0,0,0,0,0,1.2983430072606934,45.850626033333334,1.2983430072606934,45.850626033333334,10.386744058085549,366.80500826666673,0.20319999999999999,null,null,null,null,null,null,null,null,null,16,16,-15,-18]
[7,177.79999999999998,0,0,0,0,0,0,0,0,1.2983430072606934,45.850626033333334,1.2983430072606934,45.850626033333334,9.0884010508248547,320.95438223333338,0.17779999999999999,null,null,null,null,null,null,null,null,null,17,17,-16,-19]
[6,152.39999999999998,0,0,0,0,0,0,0,0,1.2983430072606934,45.850626033333334,1.2983430072606934,45.850626033333334,7.7900580435641604,275.10375620000002,0.15239999999999998,null,null,null,null,null,null,null,null,null,18,18,-17,-20]
[5,127,0,0,0,0,0,0,0,0,1.2983430072606934,45.850626033333334,1.2983430072606934,45.850626033333334,6.4917150363034661,229.25313016666666,0.127,null,null,null,null,null,null,null,null,null,19,19,-18,-21]
[4,101.6,0,0,0,0,0,0,0,0,1.2983430072606934,45.850626033333334,1.2983430072606934,45.850626033333334,5.1933720290427736,183.40250413333334,0.1016,null,null,null,null,null,null,null,null,null,20,20,-19,-22]
[3,76.199999999999989,0,0,0,0,0,0,0,0,1.2983430072606934,45.850626033333334,1.2983430072606934,45.850626033333334,3.8950290217820802,137.55187810000001,7.619999999999999E-2,null,null,null,null,null,null,null,null,null,20.5,21,-20,-23]
[2,50.8,0,0,0,0,0,0,0,0,1.2983430072606934,45.850626033333334,1.2983430072606934,45.850626033333334,2.5966860145213868,91.701252066666669,5.0799999999999998E-2,null,null,null,null,null,null,null,null,null,-1,22,-21,-24]
[1,25.4,0,0,0,0,0,0,0,0,1.2983430072606934,45.850626033333334,1.2983430072606934,45.850626033333334,1.2983430072606934,45.850626033333334,2.5399999999999999E-2,null,null,null,null,null,null,null,null,null,-1,23,-22,-25]
[0,0,0,0,0,0,0,0,0,0,0,0,0,0,0,0,0,null,null,null,null,null,null,null,null,null,-1,24,-23,-26]
[{"$f":"IF(AA78=0,0,IF(A71=\"\",\"\",IF(AA78=1,A71-0.5,A71-1)))","v":-1},-25.4,"","","","","","","","","","","","","","","",null,null,null,null,null,null,null,null,null,-1,25,-24,-27]
[-2,-50.8,"","","","","","","","","","","","","","","",null,null,null,null,null,null,null,null,null,-1,26,-25,-28]
[-3,-76.199999999999989,"","","","","","","","","","","","","","","",null,null,null,null,null,null,null,null,null,-1,27,-26,-29]
[-4,-101.6,"","","","","","","","","","","","","","","",null,null,null,null,null,null,null,null,null,-1,28,-27,-30]
[-5,-127,"","","","","","","","","","","","","","","",null,null,null,null,null,null,null,null,null,-1,29,-28,-31]
[-6,-152.39999999999998,"","","","","","","","","","","","","","","",null,null,null,null,null,null,null,null,null,-1,30,-29,-32]
[-7,-177.79999999999998,"","","","","","","","","","","","","","","",null,null,null,null,null,null,null,null,null,-1,31,-30,-33]
[-8,-203.2,"","","","","","","","","","","","","","","",null,null,null,null,null,null,null,null,null,-1,32,-31,-34]
[-9,-228.6,"","","","","","","","","","","","","","","",null,null,null,null,null,null,null,null,null,-1,33,-32,-35]
[-10,-254,"","","","","","","","","","","","","","","",null,null,null,null,null,null,null,null,null,-1,34,-33,-36]
[-11,-279.39999999999998,"","","","","","","","","","","","","","","",null,null,null,null,null,null,null,null,null,-1,35,-34,-37]
[-12,-304.79999999999995,"","","","","","","","","","","","","","","",null,null,null,null,null,null,null,null,null,-1,36,-35,-38]
[-13,-330.2,"","","","","","","","","","","","","","","",null,null,null,null,null,null,null,null,null,-1,37,-36,-39]
[-14,-355.59999999999997,"","","","","","","","","","","","","","","",null,null,null,null,null,null,null,null,null,-1,38,-37,-40]
[-15,-381,"","","","","","","","","","","","","","","",null,null,null,null,null,null,null,null,null,-1,39,-38,-41]
[-16,-406.4,"","","","","","","","","","","","","","","",null,null,null,null,null,null,null,null,null,-1,40,-39,-42]
[-17,-431.79999999999995,"","","","","","","","","","","","","","","",null,null,null,null,null,null,null,null,null,-1,41,-40,-43]
[-18,-457.2,"","","","","","","","","","","","","","","",null,null,null,null,null,null,null,null,null,-1,42,-41,-44]
[-19,-482.59999999999997,"","","","","","","","","","","","","","","",null,null,null,null,null,null,null,null,null,-1,43,-42,-45]
[-20,-508,"","","","","","","","","","","","","","","",null,null,null,null,null,null,null,null,null,-1,44,-43,-46]
[-21,-533.4,"","","","","","","","","","","","","","","",null,null,null,null,null,null,null,null,null,-1,45,-44,-47]
[-22,{"$f":"A93*25.4","v":-558.79999999999995},{"$f":"IF(A93<0,\"\",D93*0.0283168)","v":""},{"$f":"IF(A93<0,\"\",IF(AA100>=1,LOOKUP(AA100,AG$35:AG$61,AF$35:AF$61),0))","v":""},{"$f":"IF(A93<0,\"\",F93*0.0283168)","v":""},{"$f":"IF(A93<0,\"\",IF(AA100>=10,LOOKUP(AA100,AG$50:AG$61,AH$50:AH$61),0))","v":""},{"$f":"IF(A93<0,\"\",H93*0.0283168)","v":""},{"$f":"IF(A93<0,\"\",D93*$W$48)","v":""},{"$f":"IF(A93<0,\"\",J93*0.0283168)","v":""},{"$f":"IF(A93<0,\"\",F93*$W$49)","v":""},{"$f":"IF(A93<0,\"\",L93*0.0283168)","v":""},{"$f":"IF(A93=0,0,IF(A93=0,0,IF(A93<0,\"\",IF(D93=0.0001,((W$37*0.5/12)-H93)*X$56,((W$37*1/12)-H93)*X$56))))","v":""},{"$f":"IF(A93<0,\"\",N93*0.0283168)","v":""},{"$f":"IF(A93<0,\"\",H93+L93+J93)","v":""},{"$f":"IF(A93=0,0,IF(A93=0,0,IF(A93<0,\"\",P93*0.0283168)))","v":""},{"$f":"IF(A93=0,0,IF(A93=0,0,IF(A93<0,\"\",IF(A93=1,L93,N93+P94))))","v":""},{"$f":"IF(A93<0,\"\",I$23+B93/1000)","v":""},null,null,null,null,null,null,null,null,null,-1,46,-45,-48]
[-23,-584.19999999999993,"","","","","","","","","","","","","","","",null,null,null,null,null,null,null,null,null,-1,47,-46,-49]
[-24,-609.59999999999991,"","","","","","","","","","","","","","","",null,null,null,null,null,null,null,null,null,-1,48,-47,-50]
[-25,-635,"","","","","","","","","","","","","","","",null,null,null,null,null,null,null,null,null,-1,49,-48,-51]
[-26,-660.4,"","","","","","","","","","","","","","","",null,null,null,null,null,null,null,null,null,-1,50,-49,-52]
[-27,-685.8,"","","","","","","","","","","","","","","",null,null,null,null,null,null,null,null,null,-1,51,-50,-53]
[-28,-711.19999999999993,"","","","","","","","","","","","","","","",null,null,null,null,null,null,null,null,null,-1,52,-51,-54]
[-29,-736.59999999999991,"","","","","","","","","","","","","","","",null,null,null,null,null,null,null,null,null,{"$f":"IF(AND(AA99>=1,AA99<20),AA99+1,IF(AC100=0,1,IF(AA99=20,AA99+0.5,-1)))","v":-1},{"$f":"IF(AB99>=1,AB99+1,IF(AC100=0,1,-1))","v":53},-52,-55]
[-30,-762,"","","","","","","","","","","","","","","",null,null,null,null,null,null,null,null,null,-1,54,{"$f":"AC100-1","v":-53},{"$f":"AD100-1","v":-56}]
[-31,-787.4,"","","","","","","","","","","","","","","",null,null,null,null,null,null,null,null,null,-1,55,-54,-57]
[-32,-812.8,"","","","","","","","","","","","","","","",null,null,null,null,null,null,null,null,null,-1,56,-55,-58]
[-33,-838.19999999999993,"","","","","","","","","","","","","","","",null,null,null,null,null,null,null,null,null,-1,57,-56,-59]
[-34,-863.59999999999991,"","","","","","","","","","","","","","","",null,null,null,null,null,null,null,null,null,-1,58,-57,-60]
[-35,-889,"","","","","","","","","","","","","","","",null,null,null,null,null,null,null,null,null,-1,59,-58,-61]
[-36,-914.4,"","","","","","","","","","","","","","","",null,null,null,null,null,null,null,null,null,-1,60,-59,-62]
[-37,-939.8,"","","","","","","","","","","","","","","",null,null,null,null,null,null,null,null,null,-1,61,-60,-63]
[-38,-965.19999999999993,"","","","","","","","","","","","","","","",null,null,null,null,null,null,null,null,null,-1,62,-61,-64]
[-39,-990.59999999999991,"","","","","","","","","","","","","","","",null,null,null,null,null,null,null,null,null,-1,63,-62,-65]
[-40,-1016,"","","","","","","","","","","","","","","",null,null,null,null,null,null,null,null,null,-1,64,-63,-66]
[-41,-1041.3999999999999,"","","","","","","","","","","","","","","",null,null,null,null,null,null,null,null,null,-1,65,-64,-67]
[-42,-1066.8,"","","","","","","","","","","","","","","",null,null,null,null,null,null,null,null,null,-1,66,-65,-68]
[-43,-1092.2,"","","","","","","","","","","","","","","",null,null,null,null,null,null,null,null,null,-1,67,-66,-69]
[-44,-1117.5999999999999,"","","","","","","","","","","","","","","",null,null,null,null,null,null,null,null,null,-1,68,-67,-70]
[-45,-1143,"","","","","","","","","","","","","","","",null,null,null,null,null,null,null,null,null,-1,69,-68,-71]
[-46,-1168.3999999999999,"","","","","","","","","","","","","","","",null,null,null,null,null,null,null,null,null,-1,70,-69,-72]
[-47,-1193.8,"","","","","","","","","","","","","","","",null,null,null,null,null,null,null,null,null,-1,71,-70,-73]
[-48,-1219.1999999999998,"","","","","","","","","","","","","","","",null,null,null,null,null,null,null,null,null,-1,72,-71,-74]
[-49,-1244.5999999999999,"","","","","","","","","","","","","","","",null,null,null,null,null,null,null,null,null,-1,73,-72,-75]
[-50,-1270,"","","","","","","","","","","","","","","",null,null,null,null,null,null,null,null,null,-1,74,-73,-76]
[-51,-1295.3999999999999,"","","","","","","","","","","","","","","",null,null,null,null,null,null,null,null,null,-1,75,-74,-77]
[-52,-1320.8,"","","","","","","","","","","","","","","",null,null,null,null,null,null,null,null,null,-1,76,-75,-78]
[-53,-1346.1999999999998,"","","","","","","","","","","","","","","",null,null,null,null,null,null,null,null,null,-1,77,-76,-79]
[-54,-1371.6,"","","","","","","","","","","","","","","",null,null,null,null,null,null,null,null,null,-1,78,-77,-80]
[-55,-1397,"","","","","","","","","","","","","","","",null,null,null,null,null,null,null,null,null,-1,79,-78,-81]
[-56,-1422.3999999999999,"","","","","","","","","","","","","","","",null,null,null,null,null,null,null,null,null,-1,80,-79,-82]
[-57,-1447.8,"","","","","","","","","","","","","","","",null,null,null,null,null,null,null,null,null,-1,81,-80,-83]
[-58,-1473.1999999999998,"","","","","","","","","","","","","","","",null,null,null,null,null,null,null,null,null,-1,82,-81,-84]
[-59,-1498.6,"","","","","","","","","","","","","","","",null,null,null,null,null,null,null,null,null,-1,83,-82,-85]
[-60,-1524,"","","","","","","","","","","","","","","",null,null,null,null,null,null,null,null,null,-1,84,-83,-86]
[-61,-1549.3999999999999,"","","","","","","","","","","","","","","",null,null,null,null,null,null,null,null,null,-1,85,-84,-87]
[-62,-1574.8,"","","","","","","","","","","","","","","",null,null,null,null,null,null,null,null,null,-1,86,-85,-88]
[-63,-1600.1999999999998,"","","","","","","","","","","","","","","",null,null,null,null,null,null,null,null,null,-1,87,-86,-89]
[-64,-1625.6,"","","","","","","","","","","","","","","",null,null,null,null,null,null,null,null,null,-1,88,-87,-90]
[{"$f":"IF(AA142=0,0,IF(A135=\"\",\"\",IF(AA142=1,A135-0.5,A135-1)))","v":-65},-1651,"","","","","","","","","","","","","","","",null,null,null,null,null,null,null,null,null,-1,89,-88,-91]
[-66,-1676.3999999999999,"","","","","","","","","","","","","","","",null,null,null,null,null,null,null,null,null,-1,90,-89,-92]
[-67,-1701.8,"","","","","","","","","","","","","","","",null,null,null,null,null,null,null,null,null,-1,91,-90,-93]
[-68,-1727.1999999999998,"","","","","","","","","","","","","","","",null,null,null,null,null,null,null,null,null,-1,92,-91,-94]
[-69,-1752.6,"","","","","","","","","","","","","","","",null,null,null,null,null,null,null,null,null,-1,93,-92,-95]
[-70,-1778,"","","","","","","","","","","","","","","",null,null,null,null,null,null,null,null,null,-1,94,-93,-96]
[-71,-1803.3999999999999,"","","","","","","","","","","","","","","",null,null,null,null,null,null,null,null,null,-1,95,-94,-97]
[-72,-1828.8,"","","","","","","","","","","","","","","",null,null,null,null,null,null,null,null,null,-1,96,-95,-98]
[-73,-1854.1999999999998,"","","","","","","","","","","","","","","",null,null,null,null,null,null,null,null,null,-1,97,-96,-99]
[-74,-1879.6,"","","","","","","","","","","","","","","",null,null,null,null,null,null,null,null,null,-1,98,-97,-100]
[-75,-1905,"","","","","","","","","","","","","","","",null,null,null,null,null,null,null,null,null,-1,99,-98,-101]
[-76,-1930.3999999999999,"","","","","","","","","","","","","","","",null,null,null,null,null,null,null,null,null,-1,100,-99,-102]
[-77,-1955.8,"","","","","","","","","","","","","","","",null,null,null,null,null,null,null,null,null,-1,101,-100,-103]
[-78,-1981.1999999999998,"","","","","","","","","","","","","","","",null,null,null,null,null,null,null,null,null,-1,102,-101,-104]
[-79,-2006.6,"","","","","","","","","","","","","","","",null,null,null,null,null,null,null,null,null,-1,103,-102,-105]
[-80,-2032,"","","","","","","","","","","","","","","",null,null,null,null,null,null,null,null,null,-1,104,-103,-106]
[-81,-2057.4,"","","","","","","","","","","","","","","",null,null,null,null,null,null,null,null,null,-1,105,-104,-107]
[-82,-2082.7999999999997,"","","","","","","","","","","","","","","",null,null,null,null,null,null,null,null,null,-1,106,-105,-108]
[-83,-2108.1999999999998,"","","","","","","","","","","","","","","",null,null,null,null,null,null,null,null,null,-1,107,-106,-109]
[-84,-2133.6,"","","","","","","","","","","","","","","",null,null,null,null,null,null,null,null,null,-1,108,-107,-110]
[-85,-2159,"","","","","","","","","","","","","","","",null,null,null,null,null,null,null,null,null,-1,109,-108,-111]
[-86,{"$f":"A157*25.4","v":-2184.4},{"$f":"IF(A157<0,\"\",D157*0.0283168)","v":""},{"$f":"IF(A157<0,\"\",IF(AA164>=1,LOOKUP(AA164,AG$35:AG$61,AF$35:AF$61),0))","v":""},{"$f":"IF(A157<0,\"\",F157*0.0283168)","v":""},{"$f":"IF(A157<0,\"\",IF(AA164>=10,LOOKUP(AA164,AG$50:AG$61,AH$50:AH$61),0))","v":""},{"$f":"IF(A157<0,\"\",H157*0.0283168)","v":""},{"$f":"IF(A157<0,\"\",D157*$W$48)","v":""},{"$f":"IF(A157<0,\"\",J157*0.0283168)","v":""},{"$f":"IF(A157<0,\"\",F157*$W$49)","v":""},{"$f":"IF(A157<0,\"\",L157*0.0283168)","v":""},{"$f":"IF(A157=0,0,IF(A157=0,0,IF(A157<0,\"\",IF(D157=0.0001,((W$37*0.5/12)-H157)*X$56,((W$37*1/12)-H157)*X$56))))","v":""},{"$f":"IF(A157<0,\"\",N157*0.0283168)","v":""},{"$f":"IF(A157<0,\"\",H157+L157+J157)","v":""},{"$f":"IF(A157=0,0,IF(A157=0,0,IF(A157<0,\"\",P157*0.0283168)))","v":""},{"$f":"IF(A157=0,0,IF(A157=0,0,IF(A157<0,\"\",IF(A157=1,L157,N157+P158))))","v":""},{"$f":"IF(A157<0,\"\",I$23+B157/1000)","v":""},null,null,null,null,null,null,null,null,null,-1,110,-109,-112]
[-87,-2209.7999999999997,"","","","","","","","","","","","","","","",null,null,null,null,null,null,null,null,null,-1,111,-110,-113]
[-88,-2235.1999999999998,"","","","","","","","","","","","","","","",null,null,null,null,null,null,null,null,null,-1,112,-111,-114]
[-89,-2260.6,"","","","","","","","","","","","","","","",null,null,null,null,null,null,null,null,null,-1,113,-112,-115]
[-90,-2286,"","","","","","","","","","","","","","","",null,null,null,null,null,null,null,null,null,-1,114,-113,-116]
[-91,-2311.4,"","","","","","","","","","","","","","","",null,null,null,null,null,null,null,null,null,-1,115,-114,-117]
[-92,-2336.7999999999997,"","","","","","","","","","","","","","","",null,null,null,null,null,null,null,null,null,-1,116,-115,-118]
[-93,-2362.1999999999998,"","","","","","","","","","","","","","","",null,null,null,null,null,null,null,null,null,{"$f":"IF(AND(AA163>=1,AA163<20),AA163+1,IF(AC164=0,1,IF(AA163=20,AA163+0.5,-1)))","v":-1},{"$f":"IF(AB163>=1,AB163+1,IF(AC164=0,1,-1))","v":117},-116,-119]
[-94,-2387.6,"","","","","","","","","","","","","","","",null,null,null,null,null,null,null,null,null,-1,118,{"$f":"AC164-1","v":-117},{"$f":"AD164-1","v":-120}]
[-95,-2413,"","","","","","","","","","","","","","","",null,null,null,null,null,null,null,null,null,-1,119,-118,-121]
[-96,-2438.3999999999996,"","","","","","","","","","","","","","","",null,null,null,null,null,null,null,null,null,-1,120,-119,-122]
[-97,-2463.7999999999997,"","","","","","","","","","","","","","","",null,null,null,null,null,null,null,null,null,-1,121,-120,-123]
[-98,-2489.1999999999998,"","","","","","","","","","","","","","","",null,null,null,null,null,null,null,null,null,-1,122,-121,-124]
[-99,-2514.6,"","","","","","","","","","","","","","","",null,null,null,null,null,null,null,null,null,-1,123,-122,-125]
[-100,-2540,"","","","","","","","","","","","","","","",null,null,null,null,null,null,null,null,null,-1,124,-123,-126]
[-101,-2565.3999999999996,"","","","","","","","","","","","","","","",null,null,null,null,null,null,null,null,null,-1,125,-124,-127]
[-102,-2590.7999999999997,"","","","","","","","","","","","","","","",null,null,null,null,null,null,null,null,null,-1,126,-125,-128]
[-103,-2616.1999999999998,"","","","","","","","","","","","","","","",null,null,null,null,null,null,null,null,null,-1,127,-126,-129]
[-104,-2641.6,"","","","","","","","","","","","","","","",null,null,null,null,null,null,null,null,null,-1,128,-127,-130]
[-105,-2667,"","","","","","","","","","","","","","","",null,null,null,null,null,null,null,null,null,-1,129,-128,-131]
[-106,-2692.3999999999996,"","","","","","","","","","","","","","","",null,null,null,null,null,null,null,null,null,-1,130,-129,-132]
[-107,-2717.7999999999997,"","","","","","","","","","","","","","","",null,null,null,null,null,null,null,null,null,-1,131,-130,-133]
[-108,-2743.2,"","","","","","","","","","","","","","","",null,null,null,null,null,null,null,null,null,-1,132,-131,-134]
[-109,-2768.6,"","","","","","","","","","","","","","","",null,null,null,null,null,null,null,null,null,-1,133,-132,-135]
[-110,-2794,"","","","","","","","","","","","","","","",null,null,null,null,null,null,null,null,null,-1,134,-133,-136]
[-111,-2819.3999999999996,"","","","","","","","","","","","","","","",null,null,null,null,null,null,null,null,null,-1,135,-134,-137]
[-112,-2844.7999999999997,"","","","","","","","","","","","","","","",null,null,null,null,null,null,null,null,null,-1,136,-135,-138]
[-113,-2870.2,"","","","","","","","","","","","","","","",null,null,null,null,null,null,null,null,null,-1,137,-136,-139]
[-114,-2895.6,"","","","","","","","","","","","","","","",null,null,null,null,null,null,null,null,null,-1,138,-137,-140]
[-115,-2921,"","","","","","","","","","","","","","","",null,null,null,null,null,null,null,null,null,-1,139,-138,-141]
[-116,-2946.3999999999996,"","","","","","","","","","","","","","","",null,null,null,null,null,null,null,null,null,-1,140,-139,-142]
[-117,-2971.7999999999997,"","","","","","","","","","","","","","","",null,null,null,null,null,null,null,null,null,-1,141,-140,-143]
[-118,-2997.2,"","","","","","","","","","","","","","","",null,null,null,null,null,null,null,null,null,-1,142,-141,-144]
[-119,-3022.6,"","","","","","","","","","","","","","","",null,null,null,null,null,null,null,null,null,-1,143,-142,-145]
[-120,-3048,"","","","","","","","","","","","","","","",null,null,null,null,null,null,null,null,null,-1,144,-143,-146]
[-121,-3073.3999999999996,"","","","","","","","","","","","","","","",null,null,null,null,null,null,null,null,null,-1,145,-144,-147]
[-122,-3098.7999999999997,"","","","","","","","","","","","","","","",null,null,null,null,null,null,null,null,null,-1,146,-145,-148]
[-123,-3124.2,"","","","","","","","","","","","","","","",null,null,null,null,null,null,null,null,null,-1,147,-146,-149]
[-124,-3149.6,"","","","","","","","","","","","","","","",null,null,null,null,null,null,null,null,null,-1,148,-147,-150]
[-125,-3175,"","","","","","","","","","","","","","","",null,null,null,null,null,null,null,null,null,-1,149,-148,-151]
[-126,-3200.3999999999996,"","","","","","","","","","","","","","","",null,null,null,null,null,null,null,null,null,-1,150,-149,-152]
[-127,-3225.7999999999997,"","","","","","","","","","","","","","","",null,null,null,null,null,null,null,null,null,-1,151,-150,-153]
[-128,-3251.2,"","","","","","","","","","","","","","","",null,null,null,null,null,null,null,null,null,-1,152,-151,-154]
[{"$f":"IF(AA206=0,0,IF(A199=\"\",\"\",IF(AA206=1,A199-0.5,A199-1)))","v":-129},-3276.6,"","","","","","","","","","","","","","","",null,null,null,null,null,null,null,null,null,-1,153,-152,-155]
[-130,-3302,"","","","","","","","","","","","","","","",null,null,null,null,null,null,null,null,null,-1,154,-153,-156]
[-131,-3327.3999999999996,"","","","","","","","","","","","","","","",null,null,null,null,null,null,null,null,null,-1,155,-154,-157]
[-132,-3352.7999999999997,"","","","","","","","","","","","","","","",null,null,null,null,null,null,null,null,null,-1,156,-155,-158]
[-133,-3378.2,"","","","","","","","","","","","","","","",null,null,null,null,null,null,null,null,null,-1,157,-156,-159]
[-134,-3403.6,"","","","","","","","","","","","","","","",null,null,null,null,null,null,null,null,null,-1,158,-157,-160]
[-135,-3429,"","","","","","","","","","","","","","","",null,null,null,null,null,null,null,null,null,-1,159,-158,-161]
[-136,-3454.3999999999996,"","","","","","","","","","","","","","","",null,null,null,null,null,null,null,null,null,-1,160,-159,-162]
[-137,-3479.7999999999997,"","","","","","","","","","","","","","","",null,null,null,null,null,null,null,null,null,-1,161,-160,-163]
[-138,-3505.2,"","","","","","","","","","","","","","","",null,null,null,null,null,null,null,null,null,-1,162,-161,-164]
[-139,-3530.6,"","","","","","","","","","","","","","","",null,null,null,null,null,null,null,null,null,-1,163,-162,-165]
[-140,-3556,"","","","","","","","","","","","","","","",null,null,null,null,null,null,null,null,null,-1,164,-163,-166]
[-141,-3581.3999999999996,"","","","","","","","","","","","","","","",null,null,null,null,null,null,null,null,null,-1,165,-164,-167]
[-142,-3606.7999999999997,"","","","","","","","","","","","","","","",null,null,null,null,null,null,null,null,null,-1,166,-165,-168]
[-143,-3632.2,"","","","","","","","","","","","","","","",null,null,null,null,null,null,null,null,null,-1,167,-166,-169]
[-144,-3657.6,"","","","","","","","","","","","","","","",null,null,null,null,null,null,null,null,null,-1,168,-167,-170]
[-145,-3683,"","","","","","","","","","","","","","","",null,null,null,null,null,null,null,null,null,-1,169,-168,-171]
[-146,-3708.3999999999996,"","","","","","","","","","","","","","","",null,null,null,null,null,null,null,null,null,-1,170,-169,-172]
[-147,-3733.7999999999997,"","","","","","","","","","","","","","","",null,null,null,null,null,null,null,null,null,-1,171,-170,-173]
[-148,-3759.2,"","","","","","","","","","","","","","","",null,null,null,null,null,null,null,null,null,-1,172,-171,-174]
[-149,-3784.6,"","","","","","","","","","","","","","","",null,null,null,null,null,null,null,null,null,-1,173,-172,-175]
[-150,{"$f":"A221*25.4","v":-3810},{"$f":"IF(A221<0,\"\",D221*0.0283168)","v":""},{"$f":"IF(A221<0,\"\",IF(AA228>=1,LOOKUP(AA228,AG$35:AG$61,AF$35:AF$61),0))","v":""},{"$f":"IF(A221<0,\"\",F221*0.0283168)","v":""},{"$f":"IF(A221<0,\"\",IF(AA228>=10,LOOKUP(AA228,AG$50:AG$61,AH$50:AH$61),0))","v":""},{"$f":"IF(A221<0,\"\",H221*0.0283168)","v":""},{"$f":"IF(A221<0,\"\",D221*$W$48)","v":""},{"$f":"IF(A221<0,\"\",J221*0.0283168)","v":""},{"$f":"IF(A221<0,\"\",F221*$W$49)","v":""},{"$f":"IF(A221<0,\"\",L221*0.0283168)","v":""},{"$f":"IF(A221=0,0,IF(A221=0,0,IF(A221<0,\"\",IF(D221=0.0001,((W$37*0.5/12)-H221)*X$56,((W$37*1/12)-H221)*X$56))))","v":""},{"$f":"IF(A221<0,\"\",N221*0.0283168)","v":""},{"$f":"IF(A221<0,\"\",H221+L221+J221)","v":""},{"$f":"IF(A221=0,0,IF(A221=0,0,IF(A221<0,\"\",P221*0.0283168)))","v":""},{"$f":"IF(A221=0,0,IF(A221=0,0,IF(A221<0,\"\",IF(A221=1,L221,N221+P222))))","v":""},{"$f":"IF(A221<0,\"\",I$23+B221/1000)","v":""},null,null,null,null,null,null,null,null,null,-1,174,-173,-176]
[-151,-3835.3999999999996,"","","","","","","","","","","","","","","",null,null,null,null,null,null,null,null,null,-1,175,-174,-177]
[-152,-3860.7999999999997,"","","","","","","","","","","","","","","",null,null,null,null,null,null,null,null,null,-1,176,-175,-178]
[-153,-3886.2,"","","","","","","","","","","","","","","",null,null,null,null,null,null,null,null,null,-1,177,-176,-179]
[-154,-3911.6,"","","","","","","","","","","","","","","",null,null,null,null,null,null,null,null,null,-1,178,-177,-180]
[-155,-3937,"","","","","","","","","","","","","","","",null,null,null,null,null,null,null,null,null,-1,179,-178,-181]
[-156,-3962.3999999999996,"","","","","","","","","","","","","","","",null,null,null,null,null,null,null,null,null,-1,180,-179,-182]
[-157,-3987.7999999999997,"","","","","","","","","","","","","","","",null,null,null,null,null,null,null,null,null,{"$f":"IF(AND(AA227>=1,AA227<20),AA227+1,IF(AC228=0,1,IF(AA227=20,AA227+0.5,-1)))","v":-1},{"$f":"IF(AB227>=1,AB227+1,IF(AC228=0,1,-1))","v":181},-180,-183]
[-158,-4013.2,"","","","","","","","","","","","","","","",null,null,null,null,null,null,null,null,null,-1,182,{"$f":"AC228-1","v":-181},{"$f":"AD228-1","v":-184}]
[-159,-4038.6,"","","","","","","","","","","","","","","",null,null,null,null,null,null,null,null,null,-1,183,-182,-185]
[-160,-4064,"","","","","","","","","","","","","","","",null,null,null,null,null,null,null,null,null,-1,184,-183,-186]
[-161,-4089.3999999999996,"","","","","","","","","","","","","","","",null,null,null,null,null,null,null,null,null,-1,185,-184,-187]
[-162,-4114.8,"","","","","","","","","","","","","","","",null,null,null,null,null,null,null,null,null,-1,186,-185,-188]
[-163,-4140.2,"","","","","","","","","","","","","","","",null,null,null,null,null,null,null,null,null,-1,187,-186,-189]
[-164,-4165.5999999999995,"","","","","","","","","","","","","","","",null,null,null,null,null,null,null,null,null,-1,188,-187,-190]
[-165,-4191,"","","","","","","","","","","","","","","",null,null,null,null,null,null,null,null,null,-1,189,-188,-191]
[-166,-4216.3999999999996,"","","","","","","","","","","","","","","",null,null,null,null,null,null,null,null,null,-1,190,-189,-192]
[-167,-4241.8,"","","","","","","","","","","","","","","",null,null,null,null,null,null,null,null,null,-1,191,-190,-193]
[-168,-4267.2,"","","","","","","","","","","","","","","",null,null,null,null,null,null,null,null,null,-1,192,-191,-194]
[-169,-4292.5999999999995,"","","","","","","","","","","","","","","",null,null,null,null,null,null,null,null,null,-1,193,-192,-195]
[-170,-4318,"","","","","","","","","","","","","","","",null,null,null,null,null,null,null,null,null,-1,194,-193,-196]
[-171,-4343.3999999999996,"","","","","","","","","","","","","","","",null,null,null,null,null,null,null,null,null,-1,195,-194,-197]
[-172,-4368.8,"","","","","","","","","","","","","","","",null,null,null,null,null,null,null,null,null,-1,196,-195,-198]
[-173,-4394.2,"","","","","","","","","","","","","","","",null,null,null,null,null,null,null,null,null,-1,197,-196,-199]
[-174,-4419.5999999999995,"","","","","","","","","","","","","","","",null,null,null,null,null,null,null,null,null,-1,198,-197,-200]
[-175,-4445,"","","","","","","","","","","","","","","",null,null,null,null,null,null,null,null,null,-1,199,-198,-201]
[-176,-4470.3999999999996,"","","","","","","","","","","","","","","",null,null,null,null,null,null,null,null,null,-1,200,-199,-202]
[-177,-4495.8,"","","","","","","","","","","","","","","",null,null,null,null,null,null,null,null,null,-1,201,-200,-203]
[-178,-4521.2,"","","","","","","","","","","","","","","",null,null,null,null,null,null,null,null,null,-1,202,-201,-204]
[-179,-4546.5999999999995,"","","","","","","","","","","","","","","",null,null,null,null,null,null,null,null,null,-1,203,-202,-205]
[-180,-4572,"","","","","","","","","","","","","","","",null,null,null,null,null,null,null,null,null,-1,204,-203,-206]
[-181,-4597.3999999999996,"","","","","","","","","","","","","","","",null,null,null,null,null,null,null,null,null,-1,205,-204,-207]
[-182,-4622.8,"","","","","","","","","","","","","","","",null,null,null,null,null,null,null,null,null,-1,206,-205,-208]
[-183,-4648.2,"","","","","","","","","","","","","","","",null,null,null,null,null,null,null,null,null,-1,207,-206,-209]
[-184,-4673.5999999999995,"","","","","","","","","","","","","","","",null,null,null,null,null,null,null,null,null,-1,208,-207,-210]
[-185,-4699,"","","","","","","","","","","","","","","",null,null,null,null,null,null,null,null,null,-1,209,-208,-211]
[-186,-4724.3999999999996,"","","","","","","","","","","","","","","",null,null,null,null,null,null,null,null,null,-1,210,-209,-212]
[-187,-4749.8,"","","","","","","","","","","","","","","",null,null,null,null,null,null,null,null,null,-1,211,-210,-213]
[-188,-4775.2,"","","","","","","","","","","","","","","",null,null,null,null,null,null,null,null,null,-1,212,-211,-214]
[-189,-4800.5999999999995,"","","","","","","","","","","","","","","",null,null,null,null,null,null,null,null,null,-1,213,-212,-215]
[-190,-4826,"","","","","","","","","","","","","","","",null,null,null,null,null,null,null,null,null,-1,214,-213,-216]
[-191,-4851.3999999999996,"","","","","","","","","","","","","","","",null,null,null,null,null,null,null,null,null,-1,215,-214,-217]
[-192,-4876.7999999999993,"","","","","","","","","","","","","","","",null,null,null,null,null,null,null,null,null,-1,216,-215,-218]
[{"$f":"IF(AA270=0,0,IF(A263=\"\",\"\",IF(AA270=1,A263-0.5,A263-1)))","v":-193},-4902.2,"","","","","","","","","","","","","","","",null,null,null,null,null,null,null,null,null,-1,217,-216,-219]
[-194,-4927.5999999999995,"","","","","","","","","","","","","","","",null,null,null,null,null,null,null,null,null,-1,218,-217,-220]
[-195,-4953,"","","","","","","","","","","","","","","",null,null,null,null,null,null,null,null,null,-1,219,-218,-221]
[-196,-4978.3999999999996,"","","","","","","","","","","","","","","",null,null,null,null,null,null,null,null,null,-1,220,-219,-222]
[-197,-5003.7999999999993,"","","","","","","","","","","","","","","",null,null,null,null,null,null,null,null,null,-1,221,-220,-223]
[-198,-5029.2,"","","","","","","","","","","","","","","",null,null,null,null,null,null,null,null,null,-1,222,-221,-224]
[-199,-5054.5999999999995,"","","","","","","","","","","","","","","",null,null,null,null,null,null,null,null,null,-1,223,-222,-225]
[-200,-5080,"","","","","","","","","","","","","","","",null,null,null,null,null,null,null,null,null,-1,224,-223,-226]
[-201,-5105.3999999999996,"","","","","","","","","","","","","","","",null,null,null,null,null,null,null,null,null,-1,225,-224,-227]
[-202,-5130.7999999999993,"","","","","","","","","","","","","","","",null,null,null,null,null,null,null,null,null,-1,226,-225,-228]
[-203,-5156.2,"","","","","","","","","","","","","","","",null,null,null,null,null,null,null,null,null,-1,227,-226,-229]
[-204,-5181.5999999999995,"","","","","","","","","","","","","","","",null,null,null,null,null,null,null,null,null,-1,228,-227,-230]
[-205,-5207,"","","","","","","","","","","","","","","",null,null,null,null,null,null,null,null,null,-1,229,-228,-231]
[-206,-5232.3999999999996,"","","","","","","","","","","","","","","",null,null,null,null,null,null,null,null,null,-1,230,-229,-232]
[-207,-5257.7999999999993,"","","","","","","","","","","","","","","",null,null,null,null,null,null,null,null,null,-1,231,-230,-233]
[-208,-5283.2,"","","","","","","","","","","","","","","",null,null,null,null,null,null,null,null,null,-1,232,-231,-234]
[-209,-5308.5999999999995,"","","","","","","","","","","","","","","",null,null,null,null,null,null,null,null,null,-1,233,-232,-235]
[-210,-5334,"","","","","","","","","","","","","","","",null,null,null,null,null,null,null,null,null,-1,234,-233,-236]
[-211,-5359.4,"","","","","","","","","","","","","","","",null,null,null,null,null,null,null,null,null,-1,235,-234,-237]
[-212,-5384.7999999999993,"","","","","","","","","","","","","","","",null,null,null,null,null,null,null,null,null,-1,236,-235,-238]
[-213,-5410.2,"","","","","","","","","","","","","","","",null,null,null,null,null,null,null,null,null,-1,237,-236,-239]
[-214,{"$f":"A285*25.4","v":-5435.5999999999995},{"$f":"IF(A285<0,\"\",D285*0.0283168)","v":""},{"$f":"IF(A285<0,\"\",IF(AA292>=1,LOOKUP(AA292,AG$35:AG$61,AF$35:AF$61),0))","v":""},{"$f":"IF(A285<0,\"\",F285*0.0283168)","v":""},{"$f":"IF(A285<0,\"\",IF(AA292>=10,LOOKUP(AA292,AG$50:AG$61,AH$50:AH$61),0))","v":""},{"$f":"IF(A285<0,\"\",H285*0.0283168)","v":""},{"$f":"IF(A285<0,\"\",D285*$W$48)","v":""},{"$f":"IF(A285<0,\"\",J285*0.0283168)","v":""},{"$f":"IF(A285<0,\"\",F285*$W$49)","v":""},{"$f":"IF(A285<0,\"\",L285*0.0283168)","v":""},{"$f":"IF(A285=0,0,IF(A285=0,0,IF(A285<0,\"\",IF(D285=0.0001,((W$37*0.5/12)-H285)*X$56,((W$37*1/12)-H285)*X$56))))","v":""},{"$f":"IF(A285<0,\"\",N285*0.0283168)","v":""},{"$f":"IF(A285<0,\"\",H285+L285+J285)","v":""},{"$f":"IF(A285=0,0,IF(A285=0,0,IF(A285<0,\"\",P285*0.0283168)))","v":""},{"$f":"IF(A285=0,0,IF(A285=0,0,IF(A285<0,\"\",IF(A285=1,L285,N285+P286))))","v":""},{"$f":"IF(A285<0,\"\",I$23+B285/1000)","v":""},null,null,null,null,null,null,null,null,null,-1,238,-237,-240]
[-215,-5461,"","","","","","","","","","","","","","","",null,null,null,null,null,null,null,null,null,-1,239,-238,-241]
[-216,-5486.4,"","","","","","","","","","","","","","","",null,null,null,null,null,null,null,null,null,-1,240,-239,-242]
[-217,-5511.7999999999993,"","","","","","","","","","","","","","","",null,null,null,null,null,null,null,null,null,-1,241,-240,-243]
[-218,-5537.2,"","","","","","","","","","","","","","","",null,null,null,null,null,null,null,null,null,-1,242,-241,-244]
[-219,-5562.5999999999995,"","","","","","","","","","","","","","","",null,null,null,null,null,null,null,null,null,-1,243,-242,-245]
[-220,-5588,"","","","","","","","","","","","","","","",null,null,null,null,null,null,null,null,null,-1,244,-243,-246]
[-221,-5613.4,"","","","","","","","","","","","","","","",null,null,null,null,null,null,null,null,null,{"$f":"IF(AND(AA291>=1,AA291<20),AA291+1,IF(AC292=0,1,IF(AA291=20,AA291+0.5,-1)))","v":-1},{"$f":"IF(AB291>=1,AB291+1,IF(AC292=0,1,-1))","v":245},-244,-247]
[-222,-5638.7999999999993,"","","","","","","","","","","","","","","",null,null,null,null,null,null,null,null,null,-1,246,{"$f":"AC292-1","v":-245},{"$f":"AD292-1","v":-248}]
[-223,-5664.2,"","","","","","","","","","","","","","","",null,null,null,null,null,null,null,null,null,-1,247,-246,-249]
[-224,-5689.5999999999995,"","","","","","","","","","","","","","","",null,null,null,null,null,null,null,null,null,-1,248,-247,-250]
[-225,-5715,"","","","","","","","","","","","","","","",null,null,null,null,null,null,null,null,null,-1,249,-248,-251]
[-226,-5740.4,"","","","","","","","","","","","","","","",null,null,null,null,null,null,null,null,null,-1,250,-249,-252]
[-227,-5765.7999999999993,"","","","","","","","","","","","","","","",null,null,null,null,null,null,null,null,null,-1,251,-250,-253]
[-228,-5791.2,"","","","","","","","","","","","","","","",null,null,null,null,null,null,null,null,null,-1,252,-251,-254]
[-229,-5816.5999999999995,"","","","","","","","","","","","","","","",null,null,null,null,null,null,null,null,null,-1,253,-252,-255]
[-230,-5842,"","","","","","","","","","","","","","","",null,null,null,null,null,null,null,null,null,-1,254,-253,-256]
[-231,-5867.4,"","","","","","","","","","","","","","","",null,null,null,null,null,null,null,null,null,-1,255,-254,-257]
[-232,-5892.7999999999993,"","","","","","","","","","","","","","","",null,null,null,null,null,null,null,null,null,-1,256,-255,-258]
[-233,-5918.2,"","","","","","","","","","","","","","","",null,null,null,null,null,null,null,null,null,-1,257,-256,-259]
[-234,-5943.5999999999995,"","","","","","","","","","","","","","","",null,null,null,null,null,null,null,null,null,-1,258,-257,-260]
[-235,-5969,"","","","","","","","","","","","","","","",null,null,null,null,null,null,null,null,null,-1,259,-258,-261]
[-236,-5994.4,"","","","","","","","","","","","","","","",null,null,null,null,null,null,null,null,null,-1,260,-259,-262]
[-237,-6019.7999999999993,"","","","","","","","","","","","","","","",null,null,null,null,null,null,null,null,null,-1,261,-260,-263]
[-238,-6045.2,"","","","","","","","","","","","","","","",null,null,null,null,null,null,null,null,null,-1,262,-261,-264]
[-239,-6070.5999999999995,"","","","","","","","","","","","","","","",null,null,null,null,null,null,null,null,null,-1,263,-262,-265]
[-240,-6096,"","","","","","","","","","","","","","","",null,null,null,null,null,null,null,null,null,-1,264,-263,-266]
[-241,-6121.4,"","","","","","","","","","","","","","","",null,null,null,null,null,null,null,null,null,-1,265,-264,-267]
[-242,-6146.7999999999993,"","","","","","","","","","","","","","","",null,null,null,null,null,null,null,null,null,-1,266,-265,-268]
[-243,-6172.2,"","","","","","","","","","","","","","","",null,null,null,null,null,null,null,null,null,-1,267,-266,-269]
[-244,-6197.5999999999995,"","","","","","","","","","","","","","","",null,null,null,null,null,null,null,null,null,-1,268,-267,-270]
[-245,-6223,"","","","","","","","","","","","","","","",null,null,null,null,null,null,null,null,null,-1,269,-268,-271]
[-246,-6248.4,"","","","","","","","","","","","","","","",null,null,null,null,null,null,null,null,null,-1,270,-269,-272]
[-247,-6273.7999999999993,"","","","","","","","","","","","","","","",null,null,null,null,null,null,null,null,null,-1,271,-270,-273]
[-248,-6299.2,"","","","","","","","","","","","","","","",null,null,null,null,null,null,null,null,null,-1,272,-271,-274]
[-249,-6324.5999999999995,"","","","","","","","","","","","","","","",null,null,null,null,null,null,null,null,null,-1,273,-272,-275]
[-250,-6350,"","","","","","","","","","","","","","","",null,null,null,null,null,null,null,null,null,-1,274,-273,-276]
[-251,-6375.4,"","","","","","","","","","","","","","","",null,null,null,null,null,null,null,null,null,-1,275,-274,-277]
[-252,-6400.7999999999993,"","","","","","","","","","","","","","","",null,null,null,null,null,null,null,null,null,-1,276,-275,-278]
[-253,-6426.2,"","","","","","","","","","","","","","","",null,null,null,null,null,null,null,null,null,-1,277,-276,-279]
[-254,-6451.5999999999995,"","","","","","","","","","","","","","","",null,null,null,null,null,null,null,null,null,-1,278,-277,-280]
[-255,-6477,"","","","","","","","","","","","","","","",null,null,null,null,null,null,null,null,null,-1,279,-278,-281]
[-256,-6502.4,"","","","","","","","","","","","","","","",null,null,null,null,null,null,null,null,null,-1,280,-279,-282]
[{"$f":"IF(AA334=0,0,IF(A327=\"\",\"\",IF(AA334=1,A327-0.5,A327-1)))","v":-257},-6527.7999999999993,"","","","","","","","","","","","","","","",null,null,null,null,null,null,null,null,null,-1,281,-280,-283]
[{"$f":"IF(AA335=0,0,IF(A328=\"\",\"\",IF(AA335=1,A328-0.5,A328-1)))","v":-258},-6553.2,"","","","","","","","","","","","","","","",null,null,null,null,null,null,null,null,null,-1,282,-281,-284]
[{"$f":"IF(#REF!=0,0,IF(A329=\"\",\"\",IF(#REF!=1,A329-0.5,A329-1)))","v":{"$error":"#REF!"}},null,null,null,null,null,null,null,null,null,null,null,null,null,null,null,null,null,null,null,null,null,null,null,null,null,-1,283,-282,-285]
[{"$f":"IF(#REF!=0,0,IF(A330=\"\",\"\",IF(#REF!=1,A330-0.5,A330-1)))","v":{"$error":"#REF!"}},null,null,null,null,null,null,null,null,null,null,null,null,null,null,null,null,null,null,null,null,null,null,null,null,null,-1,284,-283,-286]
[null,null,null,null,null,null,null,null,null,null,null,null,null,null,null,null,null,null,null,null,null,null,null,null,null,null,-1,285,-284,-287]
[null,null,null,null,null,null,null,null,null,null,null,null,null,null,null,null,null,null,null,null,null,null,null,null,null,null,-1,286,-285,-288]
[null,null,null,null,null,null,null,null,null,null,null,null,null,null,null,null,null,null,null,null,null,null,null,null,null,null,-1,287,-286,-289]
[null,null,null,null,null,null,null,null,null,null,null,null,null,null,null,null,null,null,null,null,null,null,null,null,null,null,-1,288,-287,-290]

{"sheet":"280HD-Metric","index":15,"n_rows":334,"n_cols":35,"rows_kept":334,"cut":false,"hidden":true,"merged":[[9,1,9,10],[10,1,10,10],[11,1,11,10],[12,1,12,10],[25,0,25,16]]}
[]
[]
[]
[]
[]
[]
[]
[]
[null,"Project Information:",null,null,null,null,null,null,"Date:",{"$f":"TODAY()","v":"2024-05-09"},{"$f":"TODAY()","v":"2024-05-09"},null,null,null,"Helpful Links:"]
[null,null,null,null,null,null,null,null,null,null,null,null,null,null,"www.cultec.com"]
[null,null,null,null,null,null,null,null,null,null,null,null,null,null,"StormGenie@cultec.com"]
[null,null,null,null,null,null,null,null,null,null,null,null,null,null,"Recharger 280HD"]
[null,null,null,null,null,null,null,null,null,null,null,null,null,null,"Recharger 280HD Submittal"]
[]
[]
[null,"Number of Rows-",null,null,null,null,null,null,{"$f":"'Cumulative Volume- Metric'!C10","v":2},null,"units"]
[null,"Total number of chambers -",null,null,null,null,null,null,{"$f":"'Cumulative Volume- Metric'!C11","v":46},null,"units"]
[null,"HVLV FC-24 Feed Connectors -",null,null,null,null,null,null,{"$f":"'Cumulative Volume- Metric'!N11","v":0},null,"units"]
[null,"Stone Void -",null,null,null,null,null,null,{"$f":"'Cumulative Volume- Metric'!C12","v":40},null,"%"]
[null,"Stone Base -",null,null,null,null,null,null,{"$f":"'Cumulative Volume- Metric'!C13","v":229},null,"mm"]
[null,"Stone Above Units -",null,null,null,null,null,null,{"$f":"'Cumulative Volume- Metric'!C14","v":305},null,"mm"]
[null,"Area -",null,null,null,null,null,null,{"$f":"'Cumulative Volume- Metric'!C15","v":127.79},null,"m2",null,{"$f":"X49","v":156.11905445272001},null,"Min. Area Required "]
[null,"Base of Stone Elevation- ",null,null,null,null,null,null,{"$f":"'Cumulative Volume- Metric'!C16","v":0},null,"m",null,null,null,"Note: Min. Area required is based on"]
[null,null,null,null,null,null,null,null,null,null,null,null,null,null,"305mm around the system and typ. spacing"]
[]
["CULTEC Recharger 280HD Incremental Storage Volumes"]
["Height of System (inches)","Height of System","Incremental Single Chamber","Incremental Single Chamber2","FC 24 Feed Connector single unit","FC 24 Feed Connector single unit2","Chamber Volume","Chamber Volume2","HVLV FC-24 Feed Connector Volume","HVLV FC-24 Feed Connector Volume2","Stone Volume","Stone Volume2","Cumulative Storage Volume","Cumulative Storage Volume2","Total Cumulative Storage Volume","Total Cumulative Storage Volume2","Elevation"]
["in","mm","m3","ft3","m3","ft3","m3","ft3","m3","ft3","m3","ft3","m3","ft3","m3","ft3","m"]
[{"$f":"Y53","v":47.5},{"$f":"A29*25.4","v":1206.5},{"$f":"IF(A29=0,0,IF(A29<0,\"\",D29*0.0283168))","v":0},{"$f":"IF(A29<0,\"\",IF(AA35>=1,LOOKUP(AA35,AG$34:AG$60,AF$34:AF$60),0))","v":0},{"$f":"IF(A29=0,0,IF(A29<0,\"\",F29*0.0283168))","v":0},{"$f":"IF(A29<0,\"\",IF(AA35>=16,LOOKUP(AA35,AG$49:AG$60,AH$49:AH$60),0))","v":0},{"$f":"IF(A29=0,0,IF(A29<0,\"\",H29*0.0283168))","v":0},{"$f":"IF(A29<0,\"\",D29*$W$47)","v":0},{"$f":"IF(A29=0,0,IF(A29<=0,\"\",J29*0.0283168))","v":0},{"$f":"IF(A29<0,\"\",F29*$W$48)","v":0},{"$f":"IF(A29=0,0,IF(A29<=0,\"\",L29*0.0283168))","v":1.2983430072606934},{"$f":"IF(A29=0,0,IF(A29<0,\"\",IF(D29=0.0001,((W$36*0.5/12)-H29)*X$55,((W$36*1/12)-H29)*X$55)))","v":45.850626033333334},{"$f":"IF(A29=0,0,IF(A29<=0,\"\",N29*0.0283168))","v":1.2983430072606934},{"$f":"IF(A29=0,0,IF(A29<0,\"\",H29+L29+J29))","v":45.850626033333334},{"$f":"IF(A29=0,0,IF(A29<0,\"\",P29*0.0283168))","v":95.135436931154928},{"$f":"IF(A29=0,0,IF(A29<0,\" \",IF(A29=1,L29,N29+P30)))","v":3359.6817765833334},{"$f":"IF(A29<0,\"\",I$23+B29/1000)","v":1.2064999999999999},null,null,null,null,null,null,null,null,null,null,null,{"$f":"ROUND(I21*0.0393701,0)","v":12},{"$f":"ROUND(I20*0.0393701,0)","v":9}]
[{"$f":"IF(AA35=0,0,IF(A29=\" \",\"\",IF(AA35=1,A29-0.5,A29-1)))","v":46.5},1181.0999999999999,{"$f":"IF(A30=0,0,IF(A30<0,\"\",D30*0.0283168))","v":0},{"$f":"IF(A30<0,\"\",IF(AA36>=1,LOOKUP(AA36,AG$34:AG$60,AF$34:AF$60),0))","v":0},{"$f":"IF(A30=0,0,IF(A30<0,\"\",F30*0.0283168))","v":0},{"$f":"IF(A30<0,\"\",IF(AA36>=16,LOOKUP(AA36,AG$49:AG$60,AH$49:AH$60),0))","v":0},{"$f":"IF(A30=0,0,IF(A30<0,\"\",H30*0.0283168))","v":0},{"$f":"IF(A30<0,\"\",D30*$W$47)","v":0},{"$f":"IF(A30=0,0,IF(A30<=0,\"\",J30*0.0283168))","v":0},{"$f":"IF(A30<0,\"\",F30*$W$48)","v":0},{"$f":"IF(A30=0,0,IF(A30<=0,\"\",L30*0.0283168))","v":1.2983430072606934},{"$f":"IF(A30=0,0,IF(A30<0,\"\",IF(D30=0.0001,((W$36*0.5/12)-H30)*X$55,((W$36*1/12)-H30)*X$55)))","v":45.850626033333334},{"$f":"IF(A30=0,0,IF(A30<=0,\"\",N30*0.0283168))","v":1.2983430072606934},{"$f":"IF(A30=0,0,IF(A30<0,\"\",H30+L30+J30))","v":45.850626033333334},{"$f":"IF(A30=0,0,IF(A30<0,\"\",P30*0.0283168))","v":93.837093923894244},{"$f":"IF(A30=0,0,IF(A30<0,\" \",IF(A30=1,L30,N30+P31)))","v":3313.8311505500001},{"$f":"IF(A30<0,\"\",I$23+B30/1000)","v":1.1810999999999998}]
[45.5,1155.7,0,0,0,0,0,0,0,0,1.2983430072606934,45.850626033333334,1.2983430072606934,45.850626033333334,92.538750916633546,3267.9805245166667,1.1556999999999999]
[44.5,1130.3,0,0,0,0,0,0,0,0,1.2983430072606934,45.850626033333334,1.2983430072606934,45.850626033333334,91.240407909372848,3222.1298984833334,1.1302999999999999]
[43.5,1104.8999999999999,0,0,0,0,0,0,0,0,1.2983430072606934,45.850626033333334,1.2983430072606934,45.850626033333334,89.942064902112165,3176.27927245,1.1048999999999998]
[42.5,1079.5,0,0,0,0,0,0,0,0,1.2983430072606934,45.850626033333334,1.2983430072606934,45.850626033333334,88.643721894851467,3130.4286464166667,1.0794999999999999,null,null,null,null,null,"Area",null,null,null,-1,-1,"above","base",null,1E-4,1]
[41.5,1054.0999999999999,0,0,0,0,0,0,0,0,1.2983430072606934,45.850626033333334,1.2983430072606934,45.850626033333334,87.345378887590769,3084.5780203833333,1.0540999999999998,null,null,null,null,"m2",{"$f":"I22","v":127.79},null,null,null,{"$f":"IF(AND(AA34>=1,AA34<26),AA34+1,IF(AC35=0,1,IF(AA34=26,AA34+0.5,-1)))","v":-1},{"$f":"IF(AB34>=1,AB34+1,IF(AC35=0,1,-1))","v":-1},{"$f":"AC29","v":12},{"$f":"AD29","v":9},null,1.7999999999999999E-2,2]
[40.5,1028.7,0,0,0,0,0,0,0,0,1.2983430072606934,45.850626033333334,1.2983430072606934,45.850626033333334,86.047035880330071,3038.7273943499999,1.0286999999999999,null,null,null,null,"ft2",{"$f":"W35*10.7639","v":1375.518781},null,null,null,-1,-1,{"$f":"AC35-1","v":11},{"$f":"AD35-1","v":8},null,4.7E-2,3]
[39.5,1003.3,0,0,0,0,0,0,0,0,1.2983430072606934,45.850626033333334,1.2983430072606934,45.850626033333334,84.748692873069388,2992.8767683166666,1.0032999999999999,null,null,null,null,null,null,null,null,null,-1,-1,10,7,null,0.1,4]
[38.5,977.9,0,0,0,0,0,0,0,0,1.2983430072606934,45.850626033333334,1.2983430072606934,45.850626033333334,83.45034986580869,2947.0261422833332,0.97789999999999999,null,null,null,null,null,null,null,null,null,-1,-1,9,6,null,0.13400000000000001,5]
[37.5,952.5,0,0,0,0,0,0,0,0,1.2983430072606934,45.850626033333334,1.2983430072606934,45.850626033333334,82.152006858547992,2901.1755162499999,0.95250000000000001,null,null,null,null,null,null,null,null,null,-1,-1,8,5,null,0.159,6]
[36.5,927.09999999999991,0,0,0,0,0,0,0,0,1.2983430072606934,45.850626033333334,1.2983430072606934,45.850626033333334,80.853663851287308,2855.3248902166665,0.92709999999999992,null,null,null,null,null,null,"INSTALLED LENGTH",{"$f":"COUNTIF(AC35:AC131,\">0\")","v":12},null,-1,-1,7,4,null,0.17899999999999999,7]
[35.5,901.69999999999993,2.8316800000000002E-6,1E-4,0,0,9.1746431999999991E-4,3.2399999999999998E-2,0,0,0.64880451790234672,22.912353016666668,0.64972198222234667,22.944753016666667,79.55532084402661,2809.4742641833332,0.90169999999999995,null,null,null,"S & E",null,{"$f":"I16*2","v":4},7.5,null,null,-1,-1,6,3,null,0.19500000000000001,8]
[35,889,5.0970239999999993E-4,1.7999999999999999E-2,0,0,0.16514357759999998,5.8319999999999999,0,0,1.2322855762206935,43.517826033333336,1.3974291538206933,49.349826033333336,78.905598861804265,2786.5295111666665,0.88900000000000001,null,null,null,"HD I",null,{"$f":"I17-W41","v":42},7,null,null,-1,-1,5,2,null,0.20899999999999999,9]
[34,863.59999999999991,1.3308896E-3,4.7E-2,0,0,0.4312082304,15.228,0,0,1.1258597151006935,39.759426033333341,1.5570679455006935,54.987426033333342,77.508169707983555,2737.1796851333329,0.86359999999999992,null,null,null,"STONE BORDER (FT.)",null,1,null,null,null,-1,-1,4,1,null,0.221,10]
[33,838.19999999999993,2.83168E-3,0.1,0,0,0.91746432,32.4,0,0,0.93135727926069334,32.890626033333334,1.8488215992606931,65.290626033333325,75.951101762482878,2682.1922590999998,0.83819999999999995,null,null,null,"CHAMBER SPACING (FT.)",null,0.42,null,null,null,-1,-1,3,0,null,0.23200000000000001,11]
[32,812.8,3.7944512E-3,0.13400000000000001,0,0,1.2294021888000002,43.416000000000004,0,0,0.80658213174069338,28.484226033333336,2.0359843205406936,71.90022603333334,74.102280163222176,2616.9016330666664,0.81279999999999997,null,null,null,"BED WIDTH",null,{"$f":"(I16*Y56+(2*W43)-W44)","v":10.24666},null,null,null,-1,-1,2,-1,null,0.24099999999999999,12]
[31,787.4,4.5023711999999999E-3,0.159,0,0,1.4587682687999999,51.515999999999998,0,0,0.71483569974069339,25.244226033333334,2.1736039685406934,76.760226033333339,72.066295842681484,2545.0014070333332,0.78739999999999999,null,null,null,"BED LENGTH",null,{"$f":"((W50-2)*X42)+(2*X41)+(W43*2)","v":164},null,null,null,-1,-1,1,-2,null,0.249,13]
[30,762,5.0687071999999996E-3,0.17899999999999999,0,0,1.6422611327999999,57.995999999999995,0,0,0.6414385541406934,22.652226033333335,2.2836996869406931,80.64822603333333,69.892691874140795,2468.2411809999999,0.76200000000000001,null,null,null,"FT OF CHAMBER -",null,{"$f":"(W41*X41)+(W42*X42)","v":324},null,null,null,1,1,0,-3,null,0.26300000000000001,14]
[29,736.59999999999991,5.5217759999999999E-3,0.19500000000000001,0,0,1.7890554240000001,63.18,0,0,0.58272083766069338,20.578626033333336,2.3717762616606937,83.758626033333343,67.608992187200101,2387.5929549666666,0.73659999999999992,null,null,null,"FT OF FC CONNECTORS -",null,{"$f":"I18*W44","v":0},null,null,null,2,2,-1,-4,null,0.26700000000000002,15]
[28,711.19999999999993,5.9182111999999997E-3,0.20899999999999999,0,0,1.9175004287999997,67.715999999999994,0,0,0.53134283574069341,18.764226033333337,2.4488432645406935,86.480226033333338,65.237215925539417,2303.8343289333334,0.71119999999999994,null,null,null,"Area (Sq. Ft.) -",null,{"$f":"W46*W45","v":1680.4522400000001},{"$f":"W49*0.092903","v":156.11905445272001},null,null,3,3,-2,-5,null,0.27100000000000002,16,0.11,1]
[27,685.8,6.2580127999999997E-3,0.221,0,0,2.0275961472000001,71.603999999999999,0,0,0.48730454838069337,17.209026033333334,2.5149006955806934,88.81302603333333,62.788372660998725,2217.3541029000003,0.68579999999999997,null,null,null,{"$f":"I16","v":2},"ROW OF",{"$f":"I17/I16","v":23},null,null,null,4,4,-3,-6,null,0.27500000000000002,17,0.09,2]
[26,660.4,6.5694975999999999E-3,0.23200000000000001,0,0,2.1285172224000002,75.168000000000006,0,0,0.44693611830069324,15.783426033333331,2.5754533407006934,90.951426033333334,60.27347196541804,2128.541076866667,0.66039999999999999,null,null,null,null,null,null,null,null,null,5,5,-4,-7,null,0.27900000000000003,18,8.5999999999999993E-2,3]
[25,635,6.8243487999999995E-3,0.24099999999999999,0,0,2.2110890111999999,78.084000000000003,0,0,0.41390740278069327,14.617026033333332,2.6249964139806932,92.701026033333335,57.698018624717335,2037.5896508333335,0.63500000000000001,null,null,null,null,null,null,null,"SYSTEM HEIGHT",null,6,6,-5,-8,null,0.28699999999999998,19,8.5000000000000006E-2,4]
[24,609.59999999999991,7.0508832E-3,0.249,0,0,2.2844861567999999,80.676000000000002,0,0,0.38454854454069332,13.580226033333332,2.6690347013406934,94.256226033333334,55.073022210736646,1944.8886248000001,0.60959999999999992,null,null,null,null,null,null,null,{"$f":"AC29+26.5+AD29","v":47.5},null,7,7,-6,-9,null,0.29199999999999998,20,8.3000000000000004E-2,5]
[23,584.19999999999993,7.4473184000000007E-3,0.26300000000000001,0,0,2.4129311616,85.212000000000003,0,0,0.33317054262069334,11.765826033333333,2.7461017042206937,96.977826033333344,52.403987509395947,1850.6323987666667,0.58419999999999994,null,null,null,null,null,null,"Stone Void",null,null,8,8,-7,-10,null,0.29399999999999998,21,7.9000000000000001E-2,6]
[22,558.79999999999995,7.5605856000000001E-3,0.26700000000000002,0,0,2.4496297344000002,86.50800000000001,0,0,0.3184911135006932,11.24742603333333,2.7681208479006933,97.755426033333336,49.657885805175255,1753.6545727333335,0.55879999999999996,null,null,null,null,null,null,{"$f":"I19/100","v":0.4},"Design chamber width",null,9,9,-8,-11,null,0.30499999999999999,22,7.3999999999999996E-2,7]
[21,533.4,7.6738528000000004E-3,0.27100000000000002,3.1148479999999999E-3,0.11,2.4863283072,87.804000000000002,0,0,0.30381168438069334,10.729026033333334,2.790139991580693,98.533026033333329,46.889764957274565,1655.8991467000001,0.53339999999999999,null,null,null,null,null,null,null,4.3333300000000001,null,10,10,-9,-12,null,0.30599999999999999,23,7.0999999999999994E-2,8]
[20,508,7.7871200000000007E-3,0.27500000000000002,2.5485119999999997E-3,0.09,2.5230268800000002,89.100000000000009,0,0,0.28913225526069325,10.21062603333333,2.8121591352606932,99.310626033333335,44.09962496569387,1557.3661206666668,0.50800000000000001,null,null,null,null,null,null,null,null,null,11,11,-10,-13,null,0.308,24,6.2E-2,9]
[19,482.59999999999997,7.900387200000001E-3,0.27900000000000003,2.4352447999999999E-3,8.5999999999999993E-2,2.5597254528000004,90.396000000000015,0,0,0.27445282614069316,9.692226033333327,2.8341782789406937,100.08822603333334,41.287465830433177,1458.0554946333334,0.48259999999999997,null,null,null,null,null,null,null,null,null,12,12,-11,-14,null,0.31,25,4.5999999999999999E-2,10]
[18,457.2,8.1269215999999998E-3,0.28699999999999998,2.406928E-3,8.5000000000000006E-2,2.6331225984,92.988,0,0,0.24509396790069332,8.6554260333333328,2.8782165663006931,101.64342603333333,38.45328755149248,1357.9672686000001,0.4572,null,null,null,null,null,null,null,null,null,13,13,-12,-15,null,0.312,26,0.02,11]
[17,431.79999999999995,8.2685056E-3,0.29199999999999998,2.3502944000000003E-3,8.3000000000000004E-2,2.6789958143999999,94.60799999999999,0,0,0.22674468150069343,8.0074260333333367,2.9057404959006932,102.61542603333332,35.575070985191793,1256.3238425666668,0.43179999999999996,null,null,null,null,null,null,null,null,null,14,14,-13,-16,null,0.32600000000000001,26.5,1.2999999999999999E-2,12]
[16,{"$f":"A61*25.4","v":406.4},8.3251391999999997E-3,0.29399999999999998,2.2370272E-3,7.9000000000000001E-2,2.6973451007999998,95.256,0,0,0.21940496694069334,7.7482260333333333,2.9167500677406935,103.00422603333334,32.669330489291099,1153.7084165333335,0.40639999999999998,null,null,null,null,null,null,null,null,null,15,15,-14,-17]
[15,381,8.636623999999999E-3,0.30499999999999999,2.0954431999999999E-3,7.3999999999999996E-2,2.7982661759999998,98.82,0,0,0.1790365368606934,6.3226260333333357,2.977302712860693,105.14262603333333,29.752580421550402,1050.7041905000001,0.38100000000000001,null,null,null,null,null,null,null,null,null,16,16,-15,-18]
[14,355.59999999999997,8.6649407999999997E-3,0.30599999999999999,2.0104927999999998E-3,7.0999999999999994E-2,2.8074408191999995,99.143999999999991,0,0,0.17536667958069344,6.1930260333333367,2.9828074987806934,105.33702603333333,26.77527770868971,945.56156446666682,0.35559999999999997,null,null,null,null,null,null,null,null,null,17,17,-16,-19]
[13,330.2,8.7215743999999994E-3,0.308,1.7556416E-3,6.2E-2,2.8257901055999999,99.792000000000002,0,0,0.16802696502069331,5.9338260333333324,2.9938170706206932,105.72582603333333,23.792470209909016,840.22453843333346,0.33019999999999999,null,null,null,null,null,null,null,null,null,18,18,-17,-20]
[12,304.79999999999995,8.7782079999999992E-3,0.31,1.3025727999999999E-3,4.5999999999999999E-2,2.8441393919999998,100.44,0,0,0.16068725046069335,5.6746260333333343,3.0048266424606935,106.11462603333334,20.798653139288323,734.49871240000016,0.30479999999999996,null,null,null,null,null,null,null,null,null,19,19,-18,-21]
[11,279.39999999999998,8.8348416000000006E-3,0.312,5.6633599999999997E-4,0.02,2.8624886783999997,101.08799999999999,0,0,0.15334753590069342,5.4154260333333362,3.0158362143006929,106.50342603333333,17.793826496827631,628.38408636666679,0.27939999999999998,null,null,null,null,null,null,null,null,null,20,20,-19,-22]
[10,254,9.2312768000000003E-3,0.32600000000000001,3.6811839999999999E-4,1.2999999999999999E-2,2.9909336832000002,105.62400000000001,0,0,0.10196953398069322,3.6010260333333295,3.0929032171806932,109.22502603333334,14.777990282526938,521.88066033333348,0.254,null,null,null,null,null,null,null,null,null,21,21,-20,-23]
[9,228.6,0,0,0,0,0,0,0,0,1.2983430072606934,45.850626033333334,1.2983430072606934,45.850626033333334,11.685087065346242,412.65563430000009,0.2286,null,null,null,null,null,null,null,null,null,22,22,-21,-24]
[8,203.2,0,0,0,0,0,0,0,0,1.2983430072606934,45.850626033333334,1.2983430072606934,45.850626033333334,10.386744058085549,366.80500826666673,0.20319999999999999,null,null,null,null,null,null,null,null,null,23,23,-22,-25]
[7,177.79999999999998,0,0,0,0,0,0,0,0,1.2983430072606934,45.850626033333334,1.2983430072606934,45.850626033333334,9.0884010508248547,320.95438223333338,0.17779999999999999,null,null,null,null,null,null,null,null,null,24,24,-23,-26]
[6,152.39999999999998,0,0,0,0,0,0,0,0,1.2983430072606934,45.850626033333334,1.2983430072606934,45.850626033333334,7.7900580435641604,275.10375620000002,0.15239999999999998,null,null,null,null,null,null,null,null,null,25,25,-24,-27]
[{"$f":"IF(AA77=0,0,IF(A71=\"\",\"\",IF(AA77=1,A71-0.5,A71-1)))","v":5},127,0,0,0,0,0,0,0,0,1.2983430072606934,45.850626033333334,1.2983430072606934,45.850626033333334,6.4917150363034661,229.25313016666666,0.127,null,null,null,null,null,null,null,null,null,26,26,-25,-28]
[4,101.6,0,0,0,0,0,0,0,0,1.2983430072606934,45.850626033333334,1.2983430072606934,45.850626033333334,5.1933720290427736,183.40250413333334,0.1016,null,null,null,null,null,null,null,null,null,26.5,27,-26,-29]
[3,76.199999999999989,0,0,0,0,0,0,0,0,1.2983430072606934,45.850626033333334,1.2983430072606934,45.850626033333334,3.8950290217820802,137.55187810000001,7.619999999999999E-2,null,null,null,null,null,null,null,null,null,-1,28,-27,-30]
[2,50.8,0,0,0,0,0,0,0,0,1.2983430072606934,45.850626033333334,1.2983430072606934,45.850626033333334,2.5966860145213868,91.701252066666669,5.0799999999999998E-2,null,null,null,null,null,null,null,null,null,-1,29,-28,-31]
[1,25.4,0,0,0,0,0,0,0,0,1.2983430072606934,45.850626033333334,1.2983430072606934,45.850626033333334,1.2983430072606934,45.850626033333334,2.5399999999999999E-2,null,null,null,null,null,null,null,null,null,-1,30,-29,-32]
[0,0,0,0,0,0,0,0,0,0,0,0,0,0,0,0,0,null,null,null,null,null,null,null,null,null,-1,31,-30,-33]
[-1,-25.4,"","","","","","","","","","","","",""," ","",null,null,null,null,null,null,null,null,null,-1,32,-31,-34]
[-2,-50.8,"","","","","","","","","","","","",""," ","",null,null,null,null,null,null,null,null,null,-1,33,-32,-35]
[-3,-76.199999999999989,"","","","","","","","","","","","",""," ","",null,null,null,null,null,null,null,null,null,-1,34,-33,-36]
[-4,-101.6,"","","","","","","","","","","","",""," ","",null,null,null,null,null,null,null,null,null,-1,35,-34,-37]
[-5,-127,"","","","","","","","","","","","",""," ","",null,null,null,null,null,null,null,null,null,-1,36,-35,-38]
[-6,-152.39999999999998,"","","","","","","","","","","","",""," ","",null,null,null,null,null,null,null,null,null,-1,37,-36,-39]
[-7,-177.79999999999998,"","","","","","","","","","","","",""," ","",null,null,null,null,null,null,null,null,null,-1,38,-37,-40]
[-8,-203.2,"","","","","","","","","","","","",""," ","",null,null,null,null,null,null,null,null,null,-1,39,-38,-41]
[-9,-228.6,"","","","","","","","","","","","",""," ","",null,null,null,null,null,null,null,null,null,-1,40,-39,-42]
[-10,-254,"","","","","","","","","","","","",""," ","",null,null,null,null,null,null,null,null,null,-1,41,-40,-43]
[-11,-279.39999999999998,"","","","","","","","","","","","",""," ","",null,null,null,null,null,null,null,null,null,-1,42,-41,-44]
[-12,-304.79999999999995,"","","","","","","","","","","","",""," ","",null,null,null,null,null,null,null,null,null,-1,43,-42,-45]
[-13,-330.2,"","","","","","","","","","","","",""," ","",null,null,null,null,null,null,null,null,null,-1,44,-43,-46]
[-14,-355.59999999999997,"","","","","","","","","","","","",""," ","",null,null,null,null,null,null,null,null,null,-1,45,-44,-47]
[-15,-381,"","","","","","","","","","","","",""," ","",null,null,null,null,null,null,null,null,null,-1,46,-45,-48]
[-16,{"$f":"A93*25.4","v":-406.4},"","","","","","","","","","","","",""," ","",null,null,null,null,null,null,null,null,null,-1,47,-46,-49]
[-17,-431.79999999999995,{"$f":"IF(A94=0,0,IF(A94<0,\"\",D94*0.0283168))","v":""},{"$f":"IF(A94<0,\"\",IF(AA100>=1,LOOKUP(AA100,AG$34:AG$60,AF$34:AF$60),0))","v":""},{"$f":"IF(A94=0,0,IF(A94<0,\"\",F94*0.0283168))","v":""},{"$f":"IF(A94<0,\"\",IF(AA100>=16,LOOKUP(AA100,AG$49:AG$60,AH$49:AH$60),0))","v":""},{"$f":"IF(A94=0,0,IF(A94<0,\"\",H94*0.0283168))","v":""},{"$f":"IF(A94<0,\"\",D94*$W$47)","v":""},{"$f":"IF(A94=0,0,IF(A94<=0,\"\",J94*0.0283168))","v":""},{"$f":"IF(A94<0,\"\",F94*$W$48)","v":""},{"$f":"IF(A94=0,0,IF(A94<=0,\"\",L94*0.0283168))","v":""},{"$f":"IF(A94=0,0,IF(A94<0,\"\",IF(D94=0.0001,((W$36*0.5/12)-H94)*X$55,((W$36*1/12)-H94)*X$55)))","v":""},{"$f":"IF(A94=0,0,IF(A94<=0,\"\",N94*0.0283168))","v":""},{"$f":"IF(A94=0,0,IF(A94<0,\"\",H94+L94+J94))","v":""},{"$f":"IF(A94=0,0,IF(A94<0,\"\",P94*0.0283168))","v":""},{"$f":"IF(A94=0,0,IF(A94<0,\" \",IF(A94=1,L94,N94+P95)))","v":" "},{"$f":"IF(A94<0,\"\",I$23+B94/1000)","v":""},null,null,null,null,null,null,null,null,null,-1,48,-47,-50]
[-18,-457.2,"","","","","","","","","","","","",""," ","",null,null,null,null,null,null,null,null,null,-1,49,-48,-51]
[-19,-482.59999999999997,"","","","","","","","","","","","",""," ","",null,null,null,null,null,null,null,null,null,-1,50,-49,-52]
[-20,-508,"","","","","","","","","","","","",""," ","",null,null,null,null,null,null,null,null,null,-1,51,-50,-53]
[-21,-533.4,"","","","","","","","","","","","",""," ","",null,null,null,null,null,null,null,null,null,-1,52,-51,-54]
[-22,-558.79999999999995,"","","","","","","","","","","","",""," ","",null,null,null,null,null,null,null,null,null,{"$f":"IF(AND(AA98>=1,AA98<26),AA98+1,IF(AC99=0,1,IF(AA98=26,AA98+0.5,-1)))","v":-1},{"$f":"IF(AB98>=1,AB98+1,IF(AC99=0,1,-1))","v":53},-52,-55]
[-23,-584.19999999999993,"","","","","","","","","","","","",""," ","",null,null,null,null,null,null,null,null,null,-1,54,{"$f":"AC99-1","v":-53},{"$f":"AD99-1","v":-56}]
[-24,-609.59999999999991,"","","","","","","","","","","","",""," ","",null,null,null,null,null,null,null,null,null,-1,55,-54,-57]
[-25,-635,"","","","","","","","","","","","",""," ","",null,null,null,null,null,null,null,null,null,-1,56,-55,-58]
[-26,-660.4,"","","","","","","","","","","","",""," ","",null,null,null,null,null,null,null,null,null,-1,57,-56,-59]
[-27,-685.8,"","","","","","","","","","","","",""," ","",null,null,null,null,null,null,null,null,null,-1,58,-57,-60]
[-28,-711.19999999999993,"","","","","","","","","","","","",""," ","",null,null,null,null,null,null,null,null,null,-1,59,-58,-61]
[-29,-736.59999999999991,"","","","","","","","","","","","",""," ","",null,null,null,null,null,null,null,null,null,-1,60,-59,-62]
[-30,-762,"","","","","","","","","","","","",""," ","",null,null,null,null,null,null,null,null,null,-1,61,-60,-63]
[-31,-787.4,"","","","","","","","","","","","",""," ","",null,null,null,null,null,null,null,null,null,-1,62,-61,-64]
[-32,-812.8,"","","","","","","","","","","","",""," ","",null,null,null,null,null,null,null,null,null,-1,63,-62,-65]
[-33,-838.19999999999993,"","","","","","","","","","","","",""," ","",null,null,null,null,null,null,null,null,null,-1,64,-63,-66]
[-34,-863.59999999999991,"","","","","","","","","","","","",""," ","",null,null,null,null,null,null,null,null,null,-1,65,-64,-67]
[-35,-889,"","","","","","","","","","","","",""," ","",null,null,null,null,null,null,null,null,null,-1,66,-65,-68]
[-36,-914.4,"","","","","","","","","","","","",""," ","",null,null,null,null,null,null,null,null,null,-1,67,-66,-69]
[-37,-939.8,"","","","","","","","","","","","",""," ","",null,null,null,null,null,null,null,null,null,-1,68,-67,-70]
[-38,-965.19999999999993,"","","","","","","","","","","","",""," ","",null,null,null,null,null,null,null,null,null,-1,69,-68,-71]
[-39,-990.59999999999991,"","","","","","","","","","","","",""," ","",null,null,null,null,null,null,null,null,null,-1,70,-69,-72]
[-40,-1016,"","","","","","","","","","","","",""," ","",null,null,null,null,null,null,null,null,null,-1,71,-70,-73]
[-41,-1041.3999999999999,"","","","","","","","","","","","",""," ","",null,null,null,null,null,null,null,null,null,-1,72,-71,-74]
[-42,-1066.8,"","","","","","","","","","","","",""," ","",null,null,null,null,null,null,null,null,null,-1,73,-72,-75]
[-43,-1092.2,"","","","","","","","","","","","",""," ","",null,null,null,null,null,null,null,null,null,-1,74,-73,-76]
[-44,-1117.5999999999999,"","","","","","","","","","","","",""," ","",null,null,null,null,null,null,null,null,null,-1,75,-74,-77]
[-45,-1143,"","","","","","","","","","","","",""," ","",null,null,null,null,null,null,null,null,null,-1,76,-75,-78]
[-46,-1168.3999999999999,"","","","","","","","","","","","",""," ","",null,null,null,null,null,null,null,null,null,-1,77,-76,-79]
[-47,-1193.8,"","","","","","","","","","","","",""," ","",null,null,null,null,null,null,null,null,null,-1,78,-77,-80]
[-48,{"$f":"A125*25.4","v":-1219.1999999999998},"","","","","","","","","","","","",""," ","",null,null,null,null,null,null,null,null,null,-1,79,-78,-81]
[-49,-1244.5999999999999,"","","","","","","","","","","","",""," ","",null,null,null,null,null,null,null,null,null,-1,80,-79,-82]
[-50,-1270,"","","","","","","","","","","","",""," ","",null,null,null,null,null,null,null,null,null,-1,81,-80,-83]
[-51,-1295.3999999999999,"","","","","","","","","","","","",""," ","",null,null,null,null,null,null,null,null,null,-1,82,-81,-84]
[-52,-1320.8,"","","","","","","","","","","","",""," ","",null,null,null,null,null,null,null,null,null,-1,83,-82,-85]
[-53,-1346.1999999999998,"","","","","","","","","","","","",""," ","",null,null,null,null,null,null,null,null,null,-1,84,-83,-86]
[-54,-1371.6,"","","","","","","","","","","","",""," ","",null,null,null,null,null,null,null,null,null,-1,85,-84,-87]
[-55,-1397,"","","","","","","","","","","","",""," ","",null,null,null,null,null,null,null,null,null,-1,86,-85,-88]
[-56,-1422.3999999999999,"","","","","","","","","","","","",""," ","",null,null,null,null,null,null,null,null,null,-1,87,-86,-89]
[-57,-1447.8,"","","","","","","","","","","","",""," ","",null,null,null,null,null,null,null,null,null,-1,88,-87,-90]
[-58,-1473.1999999999998,"","","","","","","","","","","","",""," ","",null,null,null,null,null,null,null,null,null,-1,89,-88,-91]
[{"$f":"IF(AA141=0,0,IF(A135=\"\",\"\",IF(AA141=1,A135-0.5,A135-1)))","v":-59},-1498.6,"","","","","","","","","","","","",""," ","",null,null,null,null,null,null,null,null,null,-1,90,-89,-92]
[-60,-1524,"","","","","","","","","","","","",""," ","",null,null,null,null,null,null,null,null,null,-1,91,-90,-93]
[-61,-1549.3999999999999,"","","","","","","","","","","","",""," ","",null,null,null,null,null,null,null,null,null,-1,92,-91,-94]
[-62,-1574.8,"","","","","","","","","","","","",""," ","",null,null,null,null,null,null,null,null,null,-1,93,-92,-95]
[-63,-1600.1999999999998,"","","","","","","","","","","","",""," ","",null,null,null,null,null,null,null,null,null,-1,94,-93,-96]
[-64,-1625.6,"","","","","","","","","","","","",""," ","",null,null,null,null,null,null,null,null,null,-1,95,-94,-97]
[-65,-1651,"","","","","","","","","","","","",""," ","",null,null,null,null,null,null,null,null,null,-1,96,-95,-98]
[-66,-1676.3999999999999,"","","","","","","","","","","","",""," ","",null,null,null,null,null,null,null,null,null,-1,97,-96,-99]
[-67,-1701.8,"","","","","","","","","","","","",""," ","",null,null,null,null,null,null,null,null,null,-1,98,-97,-100]
[-68,-1727.1999999999998,"","","","","","","","","","","","",""," ","",null,null,null,null,null,null,null,null,null,-1,99,-98,-101]
[-69,-1752.6,"","","","","","","","","","","","",""," ","",null,null,null,null,null,null,null,null,null,-1,100,-99,-102]
[-70,-1778,"","","","","","","","","","","","",""," ","",null,null,null,null,null,null,null,null,null,-1,101,-100,-103]
[-71,-1803.3999999999999,"","","","","","","","","","","","",""," ","",null,null,null,null,null,null,null,null,null,-1,102,-101,-104]
[-72,-1828.8,"","","","","","","","","","","","",""," ","",null,null,null,null,null,null,null,null,null,-1,103,-102,-105]
[-73,-1854.1999999999998,"","","","","","","","","","","","",""," ","",null,null,null,null,null,null,null,null,null,-1,104,-103,-106]
[-74,-1879.6,"","","","","","","","","","","","",""," ","",null,null,null,null,null,null,null,null,null,-1,105,-104,-107]
[-75,-1905,"","","","","","","","","","","","",""," ","",null,null,null,null,null,null,null,null,null,-1,106,-105,-108]
[-76,-1930.3999999999999,"","","","","","","","","","","","",""," ","",null,null,null,null,null,null,null,null,null,-1,107,-106,-109]
[-77,-1955.8,"","","","","","","","","","","","",""," ","",null,null,null,null,null,null,null,null,null,-1,108,-107,-110]
[-78,-1981.1999999999998,"","","","","","","","","","","","",""," ","",null,null,null,null,null,null,null,null,null,-1,109,-108,-111]
[-79,-2006.6,"","","","","","","","","","","","",""," ","",null,null,null,null,null,null,null,null,null,-1,110,-109,-112]
[-80,{"$f":"A157*25.4","v":-2032},"","","","","","","","","","","","",""," ","",null,null,null,null,null,null,null,null,null,-1,111,-110,-113]
[-81,{"$f":"A158*25.4","v":-2057.4},{"$f":"IF(A158=0,0,IF(A158<0,\"\",D158*0.0283168))","v":""},{"$f":"IF(A158<0,\"\",IF(AA164>=1,LOOKUP(AA164,AG$34:AG$60,AF$34:AF$60),0))","v":""},{"$f":"IF(A158=0,0,IF(A158<0,\"\",F158*0.0283168))","v":""},{"$f":"IF(A158<0,\"\",IF(AA164>=16,LOOKUP(AA164,AG$49:AG$60,AH$49:AH$60),0))","v":""},{"$f":"IF(A158=0,0,IF(A158<0,\"\",H158*0.0283168))","v":""},{"$f":"IF(A158<0,\"\",D158*$W$47)","v":""},{"$f":"IF(A158=0,0,IF(A158<=0,\"\",J158*0.0283168))","v":""},{"$f":"IF(A158<0,\"\",F158*$W$48)","v":""},{"$f":"IF(A158=0,0,IF(A158<=0,\"\",L158*0.0283168))","v":""},{"$f":"IF(A158=0,0,IF(A158<0,\"\",IF(D158=0.0001,((W$36*0.5/12)-H158)*X$55,((W$36*1/12)-H158)*X$55)))","v":""},{"$f":"IF(A158=0,0,IF(A158<=0,\"\",N158*0.0283168))","v":""},{"$f":"IF(A158=0,0,IF(A158<0,\"\",H158+L158+J158))","v":""},{"$f":"IF(A158=0,0,IF(A158<0,\"\",P158*0.0283168))","v":""},{"$f":"IF(A158=0,0,IF(A158<0,\" \",IF(A158=1,L158,N158+P159)))","v":" "},{"$f":"IF(A158<0,\"\",I$23+B158/1000)","v":""},null,null,null,null,null,null,null,null,null,-1,112,-111,-114]
[-82,{"$f":"A159*25.4","v":-2082.7999999999997},{"$f":"IF(A159=0,0,IF(A159<0,\"\",D159*0.0283168))","v":""},{"$f":"IF(A159<0,\"\",IF(AA165>=1,LOOKUP(AA165,AG$34:AG$60,AF$34:AF$60),0))","v":""},{"$f":"IF(A159=0,0,IF(A159<0,\"\",F159*0.0283168))","v":""},{"$f":"IF(A159<0,\"\",IF(AA165>=16,LOOKUP(AA165,AG$49:AG$60,AH$49:AH$60),0))","v":""},{"$f":"IF(A159=0,0,IF(A159<0,\"\",H159*0.0283168))","v":""},{"$f":"IF(A159<0,\"\",D159*$W$47)","v":""},{"$f":"IF(A159=0,0,IF(A159<=0,\"\",J159*0.0283168))","v":""},{"$f":"IF(A159<0,\"\",F159*$W$48)","v":""},{"$f":"IF(A159=0,0,IF(A159<=0,\"\",L159*0.0283168))","v":""},{"$f":"IF(A159=0,0,IF(A159<0,\"\",IF(D159=0.0001,((W$36*0.5/12)-H159)*X$55,((W$36*1/12)-H159)*X$55)))","v":""},{"$f":"IF(A159=0,0,IF(A159<=0,\"\",N159*0.0283168))","v":""},{"$f":"IF(A159=0,0,IF(A159<0,\"\",H159+L159+J159))","v":""},{"$f":"IF(A159=0,0,IF(A159<0,\"\",P159*0.0283168))","v":""},{"$f":"IF(A159=0,0,IF(A159<0,\" \",IF(A159=1,L159,N159+P160)))","v":" "},{"$f":"IF(A159<0,\"\",I$23+B159/1000)","v":""},null,null,null,null,null,null,null,null,null,-1,113,-112,-115]
[-83,null,null,null,null,null,null,null,null,null,null,null,null,null,null,null,null,null,null,null,null,null,null,null,null,null,-1,114,-113,-116]
[-84,null,null,null,null,null,null,null,null,null,null,null,null,null,null,null,null,null,null,null,null,null,null,null,null,null,-1,115,-114,-117]
[-85,null,null,null,null,null,null,null,null,null,null,null,null,null,null,null,null,null,null,null,null,null,null,null,null,null,-1,116,-115,-118]
[-86,null,null,null,null,null,null,null,null,null,null,null,null,null,null,null,null,null,null,null,null,null,null,null,null,null,{"$f":"IF(AND(AA162>=1,AA162<26),AA162+1,IF(AC163=0,1,IF(AA162=26,AA162+0.5,-1)))","v":-1},{"$f":"IF(AB162>=1,AB162+1,IF(AC163=0,1,-1))","v":117},-116,-119]
[-87,null,null,null,null,null,null,null,null,null,null,null,null,null,null,null,null,null,null,null,null,null,null,null,null,null,-1,118,{"$f":"AC163-1","v":-117},{"$f":"AD163-1","v":-120}]
[-88,null,null,null,null,null,null,null,null,null,null,null,null,null,null,null,null,null,null,null,null,null,null,null,null,null,-1,119,-118,-121]
[-89,null,null,null,null,null,null,null,null,null,null,null,null,null,null,null,null,null,null,null,null,null,null,null,null,null,-1,120,-119,-122]
[-90,null,null,null,null,null,null,null,null,null,null,null,null,null,null,null,null,null,null,null,null,null,null,null,null,null,-1,121,-120,-123]
[-91,null,null,null,null,null,null,null,null,null,null,null,null,null,null,null,null,null,null,null,null,null,null,null,null,null,-1,122,-121,-124]
[-92,null,null,null,null,null,null,null,null,null,null,null,null,null,null,null,null,null,null,null,null,null,null,null,null,null,-1,123,-122,-125]
[-93,null,null,null,null,null,null,null,null,null,null,null,null,null,null,null,null,null,null,null,null,null,null,null,null,null,-1,124,-123,-126]
[-94,null,null,null,null,null,null,null,null,null,null,null,null,null,null,null,null,null,null,null,null,null,null,null,null,null,-1,125,-124,-127]
[-95,null,null,null,null,null,null,null,null,null,null,null,null,null,null,null,null,null,null,null,null,null,null,null,null,null,-1,126,-125,-128]
[-96,null,null,null,null,null,null,null,null,null,null,null,null,null,null,null,null,null,null,null,null,null,null,null,null,null,-1,127,-126,-129]
[-97,null,null,null,null,null,null,null,null,null,null,null,null,null,null,null,null,null,null,null,null,null,null,null,null,null,-1,128,-127,-130]
[-98,null,null,null,null,null,null,null,null,null,null,null,null,null,null,null,null,null,null,null,null,null,null,null,null,null,-1,129,-128,-131]
[-99,null,null,null,null,null,null,null,null,null,null,null,null,null,null,null,null,null,null,null,null,null,null,null,null,null,-1,130,-129,-132]
[-100,null,null,null,null,null,null,null,null,null,null,null,null,null,null,null,null,null,null,null,null,null,null,null,null,null,-1,131,-130,-133]
[-101,null,null,null,null,null,null,null,null,null,null,null,null,null,null,null,null,null,null,null,null,null,null,null,null,null,-1,132,-131,-134]
[-102,null,null,null,null,null,null,null,null,null,null,null,null,null,null,null,null,null,null,null,null,null,null,null,null,null,-1,133,-132,-135]
[-103,null,null,null,null,null,null,null,null,null,null,null,null,null,null,null,null,null,null,null,null,null,null,null,null,null,-1,134,-133,-136]
[-104,null,null,null,null,null,null,null,null,null,null,null,null,null,null,null,null,null,null,null,null,null,null,null,null,null,-1,135,-134,-137]
[-105,null,null,null,null,null,null,null,null,null,null,null,null,null,null,null,null,null,null,null,null,null,null,null,null,null,-1,136,-135,-138]
[-106,null,null,null,null,null,null,null,null,null,null,null,null,null,null,null,null,null,null,null,null,null,null,null,null,null,-1,137,-136,-139]
[-107,null,null,null,null,null,null,null,null,null,null,null,null,null,null,null,null,null,null,null,null,null,null,null,null,null,-1,138,-137,-140]
[-108,null,null,null,null,null,null,null,null,null,null,null,null,null,null,null,null,null,null,null,null,null,null,null,null,null,-1,139,-138,-141]
[-109,null,null,null,null,null,null,null,null,null,null,null,null,null,null,null,null,null,null,null,null,null,null,null,null,null,-1,140,-139,-142]
[-110,null,null,null,null,null,null,null,null,null,null,null,null,null,null,null,null,null,null,null,null,null,null,null,null,null,-1,141,-140,-143]
[-111,null,null,null,null,null,null,null,null,null,null,null,null,null,null,null,null,null,null,null,null,null,null,null,null,null,-1,142,-141,-144]
[-112,null,null,null,null,null,null,null,null,null,null,null,null,null,null,null,null,null,null,null,null,null,null,null,null,null,-1,143,-142,-145]
[-113,null,null,null,null,null,null,null,null,null,null,null,null,null,null,null,null,null,null,null,null,null,null,null,null,null,-1,144,-143,-146]
[-114,null,null,null,null,null,null,null,null,null,null,null,null,null,null,null,null,null,null,null,null,null,null,null,null,null,-1,145,-144,-147]
[-115,null,null,null,null,null,null,null,null,null,null,null,null,null,null,null,null,null,null,null,null,null,null,null,null,null,-1,146,-145,-148]
[-116,null,null,null,null,null,null,null,null,null,null,null,null,null,null,null,null,null,null,null,null,null,null,null,null,null,-1,147,-146,-149]
[-117,null,null,null,null,null,null,null,null,null,null,null,null,null,null,null,null,null,null,null,null,null,null,null,null,null,-1,148,-147,-150]
[-118,null,null,null,null,null,null,null,null,null,null,null,null,null,null,null,null,null,null,null,null,null,null,null,null,null,-1,149,-148,-151]
[-119,null,null,null,null,null,null,null,null,null,null,null,null,null,null,null,null,null,null,null,null,null,null,null,null,null,-1,150,-149,-152]
[-120,null,null,null,null,null,null,null,null,null,null,null,null,null,null,null,null,null,null,null,null,null,null,null,null,null,-1,151,-150,-153]
[-121,null,null,null,null,null,null,null,null,null,null,null,null,null,null,null,null,null,null,null,null,null,null,null,null,null,-1,152,-151,-154]
[-122,null,null,null,null,null,null,null,null,null,null,null,null,null,null,null,null,null,null,null,null,null,null,null,null,null,-1,153,-152,-155]
[{"$f":"IF(AA205=0,0,IF(A199=\"\",\"\",IF(AA205=1,A199-0.5,A199-1)))","v":-123},null,null,null,null,null,null,null,null,null,null,null,null,null,null,null,null,null,null,null,null,null,null,null,null,null,-1,154,-153,-156]
[-124,null,null,null,null,null,null,null,null,null,null,null,null,null,null,null,null,null,null,null,null,null,null,null,null,null,-1,155,-154,-157]
[-125,null,null,null,null,null,null,null,null,null,null,null,null,null,null,null,null,null,null,null,null,null,null,null,null,null,-1,156,-155,-158]
[-126,null,null,null,null,null,null,null,null,null,null,null,null,null,null,null,null,null,null,null,null,null,null,null,null,null,-1,157,-156,-159]
[-127,null,null,null,null,null,null,null,null,null,null,null,null,null,null,null,null,null,null,null,null,null,null,null,null,null,-1,158,-157,-160]
[-128,null,null,null,null,null,null,null,null,null,null,null,null,null,null,null,null,null,null,null,null,null,null,null,null,null,-1,159,-158,-161]
[-129,null,null,null,null,null,null,null,null,null,null,null,null,null,null,null,null,null,null,null,null,null,null,null,null,null,-1,160,-159,-162]
[-130,null,null,null,null,null,null,null,null,null,null,null,null,null,null,null,null,null,null,null,null,null,null,null,null,null,-1,161,-160,-163]
[-131,null,null,null,null,null,null,null,null,null,null,null,null,null,null,null,null,null,null,null,null,null,null,null,null,null,-1,162,-161,-164]
[-132,null,null,null,null,null,null,null,null,null,null,null,null,null,null,null,null,null,null,null,null,null,null,null,null,null,-1,163,-162,-165]
[-133,null,null,null,null,null,null,null,null,null,null,null,null,null,null,null,null,null,null,null,null,null,null,null,null,null,-1,164,-163,-166]
[-134,null,null,null,null,null,null,null,null,null,null,null,null,null,null,null,null,null,null,null,null,null,null,null,null,null,-1,165,-164,-167]
[-135,null,null,null,null,null,null,null,null,null,null,null,null,null,null,null,null,null,null,null,null,null,null,null,null,null,-1,166,-165,-168]
[-136,null,null,null,null,null,null,null,null,null,null,null,null,null,null,null,null,null,null,null,null,null,null,null,null,null,-1,167,-166,-169]
[-137,null,null,null,null,null,null,null,null,null,null,null,null,null,null,null,null,null,null,null,null,null,null,null,null,null,-1,168,-167,-170]
[-138,null,null,null,null,null,null,null,null,null,null,null,null,null,null,null,null,null,null,null,null,null,null,null,null,null,-1,169,-168,-171]
[-139,null,null,null,null,null,null,null,null,null,null,null,null,null,null,null,null,null,null,null,null,null,null,null,null,null,-1,170,-169,-172]
[-140,null,null,null,null,null,null,null,null,null,null,null,null,null,null,null,null,null,null,null,null,null,null,null,null,null,-1,171,-170,-173]
[-141,null,null,null,null,null,null,null,null,null,null,null,null,null,null,null,null,null,null,null,null,null,null,null,null,null,-1,172,-171,-174]
[-142,null,null,null,null,null,null,null,null,null,null,null,null,null,null,null,null,null,null,null,null,null,null,null,null,null,-1,173,-172,-175]
[-143,null,null,null,null,null,null,null,null,null,null,null,null,null,null,null,null,null,null,null,null,null,null,null,null,null,-1,174,-173,-176]
[-144,null,null,null,null,null,null,null,null,null,null,null,null,null,null,null,null,null,null,null,null,null,null,null,null,null,-1,175,-174,-177]
[-145,null,null,null,null,null,null,null,null,null,null,null,null,null,null,null,null,null,null,null,null,null,null,null,null,null,-1,176,-175,-178]
[-146,null,null,null,null,null,null,null,null,null,null,null,null,null,null,null,null,null,null,null,null,null,null,null,null,null,-1,177,-176,-179]
[-147,null,null,null,null,null,null,null,null,null,null,null,null,null,null,null,null,null,null,null,null,null,null,null,null,null,-1,178,-177,-180]
[-148,null,null,null,null,null,null,null,null,null,null,null,null,null,null,null,null,null,null,null,null,null,null,null,null,null,-1,179,-178,-181]
[-149,null,null,null,null,null,null,null,null,null,null,null,null,null,null,null,null,null,null,null,null,null,null,null,null,null,-1,180,-179,-182]
[-150,null,null,null,null,null,null,null,null,null,null,null,null,null,null,null,null,null,null,null,null,null,null,null,null,null,{"$f":"IF(AND(AA226>=1,AA226<26),AA226+1,IF(AC227=0,1,IF(AA226=26,AA226+0.5,-1)))","v":-1},{"$f":"IF(AB226>=1,AB226+1,IF(AC227=0,1,-1))","v":181},-180,-183]
[-151,null,null,null,null,null,null,null,null,null,null,null,null,null,null,null,null,null,null,null,null,null,null,null,null,null,-1,182,{"$f":"AC227-1","v":-181},{"$f":"AD227-1","v":-184}]
[-152,null,null,null,null,null,null,null,null,null,null,null,null,null,null,null,null,null,null,null,null,null,null,null,null,null,-1,183,-182,-185]
[-153,null,null,null,null,null,null,null,null,null,null,null,null,null,null,null,null,null,null,null,null,null,null,null,null,null,-1,184,-183,-186]
[-154,null,null,null,null,null,null,null,null,null,null,null,null,null,null,null,null,null,null,null,null,null,null,null,null,null,-1,185,-184,-187]
[-155,null,null,null,null,null,null,null,null,null,null,null,null,null,null,null,null,null,null,null,null,null,null,null,null,null,-1,186,-185,-188]
[-156,null,null,null,null,null,null,null,null,null,null,null,null,null,null,null,null,null,null,null,null,null,null,null,null,null,-1,187,-186,-189]
[-157,null,null,null,null,null,null,null,null,null,null,null,null,null,null,null,null,null,null,null,null,null,null,null,null,null,-1,188,-187,-190]
[-158,null,null,null,null,null,null,null,null,null,null,null,null,null,null,null,null,null,null,null,null,null,null,null,null,null,-1,189,-188,-191]
[-159,null,null,null,null,null,null,null,null,null,null,null,null,null,null,null,null,null,null,null,null,null,null,null,null,null,-1,190,-189,-192]
[-160,null,null,null,null,null,null,null,null,null,null,null,null,null,null,null,null,null,null,null,null,null,null,null,null,null,-1,191,-190,-193]
[-161,null,null,null,null,null,null,null,null,null,null,null,null,null,null,null,null,null,null,null,null,null,null,null,null,null,-1,192,-191,-194]
[-162,null,null,null,null,null,null,null,null,null,null,null,null,null,null,null,null,null,null,null,null,null,null,null,null,null,-1,193,-192,-195]
[-163,null,null,null,null,null,null,null,null,null,null,null,null,null,null,null,null,null,null,null,null,null,null,null,null,null,-1,194,-193,-196]
[-164,null,null,null,null,null,null,null,null,null,null,null,null,null,null,null,null,null,null,null,null,null,null,null,null,null,-1,195,-194,-197]
[-165,null,null,null,null,null,null,null,null,null,null,null,null,null,null,null,null,null,null,null,null,null,null,null,null,null,-1,196,-195,-198]
[-166,null,null,null,null,null,null,null,null,null,null,null,null,null,null,null,null,null,null,null,null,null,null,null,null,null,-1,197,-196,-199]
[-167,null,null,null,null,null,null,null,null,null,null,null,null,null,null,null,null,null,null,null,null,null,null,null,null,null,-1,198,-197,-200]
[-168,null,null,null,null,null,null,null,null,null,null,null,null,null,null,null,null,null,null,null,null,null,null,null,null,null,-1,199,-198,-201]
[-169,null,null,null,null,null,null,null,null,null,null,null,null,null,null,null,null,null,null,null,null,null,null,null,null,null,-1,200,-199,-202]
[-170,null,null,null,null,null,null,null,null,null,null,null,null,null,null,null,null,null,null,null,null,null,null,null,null,null,-1,201,-200,-203]
[-171,null,null,null,null,null,null,null,null,null,null,null,null,null,null,null,null,null,null,null,null,null,null,null,null,null,-1,202,-201,-204]
[-172,null,null,null,null,null,null,null,null,null,null,null,null,null,null,null,null,null,null,null,null,null,null,null,null,null,-1,203,-202,-205]
[-173,null,null,null,null,null,null,null,null,null,null,null,null,null,null,null,null,null,null,null,null,null,null,null,null,null,-1,204,-203,-206]
[-174,null,null,null,null,null,null,null,null,null,null,null,null,null,null,null,null,null,null,null,null,null,null,null,null,null,-1,205,-204,-207]
[-175,null,null,null,null,null,null,null,null,null,null,null,null,null,null,null,null,null,null,null,null,null,null,null,null,null,-1,206,-205,-208]
[-176,null,null,null,null,null,null,null,null,null,null,null,null,null,null,null,null,null,null,null,null,null,null,null,null,null,-1,207,-206,-209]
[-177,null,null,null,null,null,null,null,null,null,null,null,null,null,null,null,null,null,null,null,null,null,null,null,null,null,-1,208,-207,-210]
[-178,null,null,null,null,null,null,null,null,null,null,null,null,null,null,null,null,null,null,null,null,null,null,null,null,null,-1,209,-208,-211]
[-179,null,null,null,null,null,null,null,null,null,null,null,null,null,null,null,null,null,null,null,null,null,null,null,null,null,-1,210,-209,-212]
[-180,null,null,null,null,null,null,null,null,null,null,null,null,null,null,null,null,null,null,null,null,null,null,null,null,null,-1,211,-210,-213]
[-181,null,null,null,null,null,null,null,null,null,null,null,null,null,null,null,null,null,null,null,null,null,null,null,null,null,-1,212,-211,-214]
[-182,null,null,null,null,null,null,null,null,null,null,null,null,null,null,null,null,null,null,null,null,null,null,null,null,null,-1,213,-212,-215]
[-183,null,null,null,null,null,null,null,null,null,null,null,null,null,null,null,null,null,null,null,null,null,null,null,null,null,-1,214,-213,-216]
[-184,null,null,null,null,null,null,null,null,null,null,null,null,null,null,null,null,null,null,null,null,null,null,null,null,null,-1,215,-214,-217]
[-185,null,null,null,null,null,null,null,null,null,null,null,null,null,null,null,null,null,null,null,null,null,null,null,null,null,-1,216,-215,-218]
[-186,null,null,null,null,null,null,null,null,null,null,null,null,null,null,null,null,null,null,null,null,null,null,null,null,null,-1,217,-216,-219]
[{"$f":"IF(AA269=0,0,IF(A263=\"\",\"\",IF(AA269=1,A263-0.5,A263-1)))","v":-187},null,null,null,null,null,null,null,null,null,null,null,null,null,null,null,null,null,null,null,null,null,null,null,null,null,-1,218,-217,-220]
[-188,null,null,null,null,null,null,null,null,null,null,null,null,null,null,null,null,null,null,null,null,null,null,null,null,null,-1,219,-218,-221]
[-189,null,null,null,null,null,null,null,null,null,null,null,null,null,null,null,null,null,null,null,null,null,null,null,null,null,-1,220,-219,-222]
[-190,null,null,null,null,null,null,null,null,null,null,null,null,null,null,null,null,null,null,null,null,null,null,null,null,null,-1,221,-220,-223]
[-191,null,null,null,null,null,null,null,null,null,null,null,null,null,null,null,null,null,null,null,null,null,null,null,null,null,-1,222,-221,-224]
[-192,null,null,null,null,null,null,null,null,null,null,null,null,null,null,null,null,null,null,null,null,null,null,null,null,null,-1,223,-222,-225]
[-193,null,null,null,null,null,null,null,null,null,null,null,null,null,null,null,null,null,null,null,null,null,null,null,null,null,-1,224,-223,-226]
[-194,null,null,null,null,null,null,null,null,null,null,null,null,null,null,null,null,null,null,null,null,null,null,null,null,null,-1,225,-224,-227]
[-195,null,null,null,null,null,null,null,null,null,null,null,null,null,null,null,null,null,null,null,null,null,null,null,null,null,-1,226,-225,-228]
[-196,null,null,null,null,null,null,null,null,null,null,null,null,null,null,null,null,null,null,null,null,null,null,null,null,null,-1,227,-226,-229]
[-197,null,null,null,null,null,null,null,null,null,null,null,null,null,null,null,null,null,null,null,null,null,null,null,null,null,-1,228,-227,-230]
[-198,null,null,null,null,null,null,null,null,null,null,null,null,null,null,null,null,null,null,null,null,null,null,null,null,null,-1,229,-228,-231]
[-199,null,null,null,null,null,null,null,null,null,null,null,null,null,null,null,null,null,null,null,null,null,null,null,null,null,-1,230,-229,-232]
[-200,null,null,null,null,null,null,null,null,null,null,null,null,null,null,null,null,null,null,null,null,null,null,null,null,null,-1,231,-230,-233]
[-201,null,null,null,null,null,null,null,null,null,null,null,null,null,null,null,null,null,null,null,null,null,null,null,null,null,-1,232,-231,-234]
[-202,null,null,null,null,null,null,null,null,null,null,null,null,null,null,null,null,null,null,null,null,null,null,null,null,null,-1,233,-232,-235]
[-203,null,null,null,null,null,null,null,null,null,null,null,null,null,null,null,null,null,null,null,null,null,null,null,null,null,-1,234,-233,-236]
[-204,null,null,null,null,null,null,null,null,null,null,null,null,null,null,null,null,null,null,null,null,null,null,null,null,null,-1,235,-234,-237]
[-205,null,null,null,null,null,null,null,null,null,null,null,null,null,null,null,null,null,null,null,null,null,null,null,null,null,-1,236,-235,-238]
[-206,null,null,null,null,null,null,null,null,null,null,null,null,null,null,null,null,null,null,null,null,null,null,null,null,null,-1,237,-236,-239]
[-207,null,null,null,null,null,null,null,null,null,null,null,null,null,null,null,null,null,null,null,null,null,null,null,null,null,-1,238,-237,-240]
[-208,null,null,null,null,null,null,null,null,null,null,null,null,null,null,null,null,null,null,null,null,null,null,null,null,null,-1,239,-238,-241]
[-209,null,null,null,null,null,null,null,null,null,null,null,null,null,null,null,null,null,null,null,null,null,null,null,null,null,-1,240,-239,-242]
[-210,null,null,null,null,null,null,null,null,null,null,null,null,null,null,null,null,null,null,null,null,null,null,null,null,null,-1,241,-240,-243]
[-211,null,null,null,null,null,null,null,null,null,null,null,null,null,null,null,null,null,null,null,null,null,null,null,null,null,-1,242,-241,-244]
[-212,null,null,null,null,null,null,null,null,null,null,null,null,null,null,null,null,null,null,null,null,null,null,null,null,null,-1,243,-242,-245]
[-213,null,null,null,null,null,null,null,null,null,null,null,null,null,null,null,null,null,null,null,null,null,null,null,null,null,-1,244,-243,-246]
[-214,null,null,null,null,null,null,null,null,null,null,null,null,null,null,null,null,null,null,null,null,null,null,null,null,null,{"$f":"IF(AND(AA290>=1,AA290<26),AA290+1,IF(AC291=0,1,IF(AA290=26,AA290+0.5,-1)))","v":-1},{"$f":"IF(AB290>=1,AB290+1,IF(AC291=0,1,-1))","v":245},-244,-247]
[-215,null,null,null,null,null,null,null,null,null,null,null,null,null,null,null,null,null,null,null,null,null,null,null,null,null,-1,246,{"$f":"AC291-1","v":-245},{"$f":"AD291-1","v":-248}]
[-216,null,null,null,null,null,null,null,null,null,null,null,null,null,null,null,null,null,null,null,null,null,null,null,null,null,-1,247,-246,-249]
[-217,null,null,null,null,null,null,null,null,null,null,null,null,null,null,null,null,null,null,null,null,null,null,null,null,null,-1,248,-247,-250]
[-218,null,null,null,null,null,null,null,null,null,null,null,null,null,null,null,null,null,null,null,null,null,null,null,null,null,-1,249,-248,-251]
[-219,null,null,null,null,null,null,null,null,null,null,null,null,null,null,null,null,null,null,null,null,null,null,null,null,null,-1,250,-249,-252]
[-220,null,null,null,null,null,null,null,null,null,null,null,null,null,null,null,null,null,null,null,null,null,null,null,null,null,-1,251,-250,-253]
[-221,null,null,null,null,null,null,null,null,null,null,null,null,null,null,null,null,null,null,null,null,null,null,null,null,null,-1,252,-251,-254]
[-222,null,null,null,null,null,null,null,null,null,null,null,null,null,null,null,null,null,null,null,null,null,null,null,null,null,-1,253,-252,-255]
[-223,null,null,null,null,null,null,null,null,null,null,null,null,null,null,null,null,null,null,null,null,null,null,null,null,null,-1,254,-253,-256]
[-224,null,null,null,null,null,null,null,null,null,null,null,null,null,null,null,null,null,null,null,null,null,null,null,null,null,-1,255,-254,-257]
[-225,null,null,null,null,null,null,null,null,null,null,null,null,null,null,null,null,null,null,null,null,null,null,null,null,null,-1,256,-255,-258]
[-226,null,null,null,null,null,null,null,null,null,null,null,null,null,null,null,null,null,null,null,null,null,null,null,null,null,-1,257,-256,-259]
[-227,null,null,null,null,null,null,null,null,null,null,null,null,null,null,null,null,null,null,null,null,null,null,null,null,null,-1,258,-257,-260]
[-228,null,null,null,null,null,null,null,null,null,null,null,null,null,null,null,null,null,null,null,null,null,null,null,null,null,-1,259,-258,-261]
[-229,null,null,null,null,null,null,null,null,null,null,null,null,null,null,null,null,null,null,null,null,null,null,null,null,null,-1,260,-259,-262]
[-230,null,null,null,null,null,null,null,null,null,null,null,null,null,null,null,null,null,null,null,null,null,null,null,null,null,-1,261,-260,-263]
[-231,null,null,null,null,null,null,null,null,null,null,null,null,null,null,null,null,null,null,null,null,null,null,null,null,null,-1,262,-261,-264]
[-232,null,null,null,null,null,null,null,null,null,null,null,null,null,null,null,null,null,null,null,null,null,null,null,null,null,-1,263,-262,-265]
[-233,null,null,null,null,null,null,null,null,null,null,null,null,null,null,null,null,null,null,null,null,null,null,null,null,null,-1,264,-263,-266]
[-234,null,null,null,null,null,null,null,null,null,null,null,null,null,null,null,null,null,null,null,null,null,null,null,null,null,-1,265,-264,-267]
[-235,null,null,null,null,null,null,null,null,null,null,null,null,null,null,null,null,null,null,null,null,null,null,null,null,null,-1,266,-265,-268]
[-236,null,null,null,null,null,null,null,null,null,null,null,null,null,null,null,null,null,null,null,null,null,null,null,null,null,-1,267,-266,-269]
[-237,null,null,null,null,null,null,null,null,null,null,null,null,null,null,null,null,null,null,null,null,null,null,null,null,null,-1,268,-267,-270]
[-238,null,null,null,null,null,null,null,null,null,null,null,null,null,null,null,null,null,null,null,null,null,null,null,null,null,-1,269,-268,-271]
[-239,null,null,null,null,null,null,null,null,null,null,null,null,null,null,null,null,null,null,null,null,null,null,null,null,null,-1,270,-269,-272]
[-240,null,null,null,null,null,null,null,null,null,null,null,null,null,null,null,null,null,null,null,null,null,null,null,null,null,-1,271,-270,-273]
[-241,null,null,null,null,null,null,null,null,null,null,null,null,null,null,null,null,null,null,null,null,null,null,null,null,null,-1,272,-271,-274]
[-242,null,null,null,null,null,null,null,null,null,null,null,null,null,null,null,null,null,null,null,null,null,null,null,null,null,-1,273,-272,-275]
[-243,null,null,null,null,null,null,null,null,null,null,null,null,null,null,null,null,null,null,null,null,null,null,null,null,null,-1,274,-273,-276]
[-244,null,null,null,null,null,null,null,null,null,null,null,null,null,null,null,null,null,null,null,null,null,null,null,null,null,-1,275,-274,-277]
[-245,null,null,null,null,null,null,null,null,null,null,null,null,null,null,null,null,null,null,null,null,null,null,null,null,null,-1,276,-275,-278]
[-246,null,null,null,null,null,null,null,null,null,null,null,null,null,null,null,null,null,null,null,null,null,null,null,null,null,-1,277,-276,-279]
[-247,null,null,null,null,null,null,null,null,null,null,null,null,null,null,null,null,null,null,null,null,null,null,null,null,null,-1,278,-277,-280]
[-248,null,null,null,null,null,null,null,null,null,null,null,null,null,null,null,null,null,null,null,null,null,null,null,null,null,-1,279,-278,-281]
[-249,null,null,null,null,null,null,null,null,null,null,null,null,null,null,null,null,null,null,null,null,null,null,null,null,null,-1,280,-279,-282]
[-250,null,null,null,null,null,null,null,null,null,null,null,null,null,null,null,null,null,null,null,null,null,null,null,null,null,-1,281,-280,-283]
[{"$f":"IF(AA333=0,0,IF(A327=\"\",\"\",IF(AA333=1,A327-0.5,A327-1)))","v":-251},null,null,null,null,null,null,null,null,null,null,null,null,null,null,null,null,null,null,null,null,null,null,null,null,null,-1,282,-281,-284]
[{"$f":"IF(AA334=0,0,IF(A328=\"\",\"\",IF(AA334=1,A328-0.5,A328-1)))","v":-252},null,null,null,null,null,null,null,null,null,null,null,null,null,null,null,null,null,null,null,null,null,null,null,null,null,-1,283,-282,-285]
[{"$f":"IF(AA335=0,0,IF(A329=\"\",\"\",IF(AA335=1,A329-0.5,A329-1)))","v":0},null,null,null,null,null,null,null,null,null,null,null,null,null,null,null,null,null,null,null,null,null,null,null,null,null,-1,284,-283,-286]
[{"$f":"IF(AA336=0,0,IF(A330=\"\",\"\",IF(AA336=1,A330-0.5,A330-1)))","v":0},null,null,null,null,null,null,null,null,null,null,null,null,null,null,null,null,null,null,null,null,null,null,null,null,null,-1,285,-284,-287]
[null,null,null,null,null,null,null,null,null,null,null,null,null,null,null,null,null,null,null,null,null,null,null,null,null,null,-1,286,-285,-288]
[null,null,null,null,null,null,null,null,null,null,null,null,null,null,null,null,null,null,null,null,null,null,null,null,null,null,-1,287,-286,-289]
[null,null,null,null,null,null,null,null,null,null,null,null,null,null,null,null,null,null,null,null,null,null,null,null,null,null,-1,288,-287,-290]

{"sheet":"330XLHD-Metric","index":16,"n_rows":331,"n_cols":35,"rows_kept":331,"cut":false,"hidden":true,"merged":[[25,0,25,16],[10,1,10,10],[11,1,11,10],[12,1,12,10],[9,1,9,6]]}
[]
[]
[]
[]
[]
[]
[]
[]
[null,"Project Information:",null,null,null,null,null,null,"Date:",{"$f":"TODAY()","v":"2024-05-09"},{"$f":"TODAY()","v":"2024-05-09"},null,null,null,"Helpful Links:"]
[null,null,null,null,null,null,null,null,null,null,null,null,null,null,"www.cultec.com"]
[null,null,null,null,null,null,null,null,null,null,null,null,null,null,"StormGenie@cultec.com"]
[null,null,null,null,null,null,null,null,null,null,null,null,null,null,"Recharger 330XLHD"]
[null,null,null,null,null,null,null,null,null,null,null,null,null,null,"Recharger 330XLHD Submittal"]
[]
[null,null,null,null,null,null,null,null,null,null,null,null,null,null,null,null,null,null,null,null,null,null,null,null,null,null,null,null,{"$f":"ROUND(I21*0.0393701,0)","v":12},{"$f":"ROUND(I20*0.0393701,0)","v":9}]
[null,"Number of Rows-",null,null,null,null,null,null,{"$f":"'Cumulative Volume- Metric'!C10","v":2},null,"units"]
[null,"Total number of chambers -",null,null,null,null,null,null,{"$f":"'Cumulative Volume- Metric'!C11","v":46},null,"units"]
[null,"HVLV FC-24 Feed Connectors -",null,null,null,null,null,null,{"$f":"'Cumulative Volume- Metric'!N11","v":0},null,"units"]
[null,"Stone Void -",null,null,null,null,null,null,{"$f":"'Cumulative Volume- Metric'!C12","v":40},null,"%"]
[null,"Stone Base -",null,null,null,null,null,null,{"$f":"'Cumulative Volume- Metric'!C13","v":229},null,"mm",null,null,null,null,null,null,null,null,null,null,null,"Area"]
[null,"Stone Above Units -",null,null,null,null,null,null,{"$f":"'Cumulative Volume- Metric'!C14","v":305},null,"mm",null,null,null,null,null,null,null,null,null,null,"m2",{"$f":"I22","v":127.79}]
[null,"Area -",null,null,null,null,null,null,{"$f":"'Cumulative Volume- Metric'!C15","v":127.79},null,"m2",null,{"$f":"X36","v":170.65496719971},null,"Min. Area Required ",null,null,null,null,null,null,"ft2",{"$f":"W21*10.7639","v":1375.518781}]
[null,"Base of Stone Elevation- ",null,null,null,null,null,null,{"$f":"'Cumulative Volume- Metric'!C16","v":0},null,"m",null,null,null,"Note: Min. Area required is based on"]
[null,null,null,null,null,null,null,null,null,null,null,null,null,null,"305mm around the system and typ. spacing"]
[]
["CULTEC Recharger 330XLHD Incremental Storage Volumes"]
["Height of System (inches)","Height of System","Incremental Single Chamber","Incremental Single Chamber2","FC 24 Feed Connector single unit","FC 24 Feed Connector single unit2","Chamber Volume","Chamber Volume2","HVLV FC-24 Feed Connector Volume","HVLV FC-24 Feed Connector Volume2","Stone Volume","Stone Volume2","Cumulative Storage Volume","Cumulative Storage Volume2","Total Cumulative Storage Volume","Total Cumulative Storage Volume2","Elevation",null,null,null,null,null,null,"INSTALLED LENGTH",{"$f":"COUNTIF(AC32:AC128,\">0\")","v":12},null,null,null,null,null,null,1E-4,1]
["in","mm","m3","ft3","m3","ft3","m3","ft3","m3","ft3","m3","ft3","m3","ft3","m3","ft3","m",null,null,null,"S & E",null,{"$f":"I16*2","v":4},7.75,null,null,null,null,null,null,null,1.9E-2,2]
[{"$f":"Y40","v":51.5},{"$f":"A29*25.4","v":1308.0999999999999},{"$f":"IF(A29=0,0,IF(A29<0,\"\",D29*0.0283168))","v":0},{"$f":"IF(A29=0,0,IF(A29<0,\"\",IF(AA32>=1,LOOKUP(AA32,AG$27:AG$57,AF$27:AF$57),0)))","v":0},{"$f":"IF(A29=0,0,IF(A29<0,\"\",F29*0.0283168))","v":0},{"$f":"IF(A29=0,0,IF(A29<0,\"\",IF(AA32>=20,LOOKUP(AA32,AG$46:AG$57,AH$46:AH$57),0)))","v":0},{"$f":"IF(A29=0,0,IF(A29<0,\"\",H29*0.0283168))","v":0},{"$f":"IF(A29=0,0,IF(A29<0,\"\",D29*$W$34))","v":0},{"$f":"IF(A29=0,0,IF(A29<0,\"\",J29*0.0283168))","v":0},{"$f":"IF(A29=0,0,IF(A29<0,\"\",F29*$W$35))","v":0},{"$f":"IF(A29=0,0,IF(A29<0,\"\",L29*0.0283168))","v":1.2983430072606934},{"$f":"IF(A29=0,0,IF(A29<0,\"\",IF(D29=0.0001,((W$22*0.5/12)-H29)*X$42,((W$22*1/12)-H29)*X$42)))","v":45.850626033333334},{"$f":"IF(A29=0,0,IF(A29<0,\"\",N29*0.0283168))","v":1.2983430072606934},{"$f":"IF(A29=0,0,IF(A29<0,\"\",H29+L29+J29))","v":45.850626033333334},{"$f":"IF(A29=0,0,IF(A29<0,\"\",P29*0.0283168))","v":108.0521442355257},{"$f":"IF(A29=0,0,IF(A29<0,\" \",IF(A29=1,L29,N29+P30)))","v":3815.8317407166664},{"$f":"IF(A29<0,\"\",I$23+B29/1000)","v":1.3080999999999998},null,null,null,"I",null,{"$f":"I17-W28","v":42},7,null,null,null,null,null,null,null,5.0999999999999997E-2,3]
[{"$f":"IF(AA32=0,0,IF(A29=\" \",\"\",IF(AA32=1,A29-0.5,A29-1)))","v":50.5},{"$f":"A30*25.4","v":1282.6999999999998},{"$f":"IF(A30=0,0,IF(A30<0,\"\",D30*0.0283168))","v":0},{"$f":"IF(A30=0,0,IF(A30<0,\"\",IF(AA33>=1,LOOKUP(AA33,AG$27:AG$57,AF$27:AF$57),0)))","v":0},{"$f":"IF(A30=0,0,IF(A30<0,\"\",F30*0.0283168))","v":0},{"$f":"IF(A30=0,0,IF(A30<0,\"\",IF(AA33>=20,LOOKUP(AA33,AG$46:AG$57,AH$46:AH$57),0)))","v":0},{"$f":"IF(A30=0,0,IF(A30<0,\"\",H30*0.0283168))","v":0},{"$f":"IF(A30=0,0,IF(A30<0,\"\",D30*$W$34))","v":0},{"$f":"IF(A30=0,0,IF(A30<0,\"\",J30*0.0283168))","v":0},{"$f":"IF(A30=0,0,IF(A30<0,\"\",F30*$W$35))","v":0},{"$f":"IF(A30=0,0,IF(A30<0,\"\",L30*0.0283168))","v":1.2983430072606934},{"$f":"IF(A30=0,0,IF(A30<0,\"\",IF(D30=0.0001,((W$22*0.5/12)-H30)*X$42,((W$22*1/12)-H30)*X$42)))","v":45.850626033333334},{"$f":"IF(A30=0,0,IF(A30<0,\"\",N30*0.0283168))","v":1.2983430072606934},{"$f":"IF(A30=0,0,IF(A30<0,\"\",H30+L30+J30))","v":45.850626033333334},{"$f":"IF(A30=0,0,IF(A30<0,\"\",P30*0.0283168))","v":106.753801228265},{"$f":"IF(A30=0,0,IF(A30<0,\" \",IF(A30=1,L30,N30+P31)))","v":3769.9811146833331},{"$f":"IF(A30<0,\"\",I$23+B30/1000)","v":1.2826999999999997},null,null,null,"STONE BORDER (FT.)",null,1,null,null,null,null,null,null,null,null,8.4000000000000005E-2,4]
[{"$f":"IF(AA33=0,0,IF(A30=\" \",\"\",IF(AA33=1,A30-0.5,A30-1)))","v":49.5},1257.3,0,0,0,0,0,0,0,0,1.2983430072606934,45.850626033333334,1.2983430072606934,45.850626033333334,105.45545822100431,3724.1304886499997,1.2572999999999999,null,null,null,"CHAMBER SPACING (FT.)",null,0.5,null,null,null,-1,-1,"above","base",null,0.124,5]
[48.5,1231.8999999999999,0,0,0,0,0,0,0,0,1.2983430072606934,45.850626033333334,1.2983430072606934,45.850626033333334,104.15711521374362,3678.2798626166664,1.2318999999999998,null,null,null,"BED WIDTH",null,{"$f":"(I16*Y43+(2*W30)-W31)","v":11.16666},null,null,null,{"$f":"IF(AND(AA31>=1,AA31<30),AA31+1,IF(AC32=0,1,IF(AA31=30,AA31+0.5,-1)))","v":-1},{"$f":"IF(AB31>=1,AB31+1,IF(AC32=0,1,-1))","v":-1},{"$f":"AC15","v":12},{"$f":"AD15","v":9},null,0.15,6]
[47.5,1206.5,0,0,0,0,0,0,0,0,1.2983430072606934,45.850626033333334,1.2983430072606934,45.850626033333334,102.85877220648293,3632.429236583333,1.2064999999999999,null,null,null,"BED LENGTH",null,{"$f":"((W37-2)*X29)+(2*X28)+(W30*2)","v":164.5},null,null,null,{"$f":"IF(AND(AA32>=1,AA32<30),AA32+1,IF(AC33=0,1,IF(AA32=30,AA32+0.5,-1)))","v":-1},{"$f":"IF(AB32>=1,AB32+1,IF(AC33=0,1,-1))","v":-1},{"$f":"AC32-1","v":11},8,null,0.17299999999999999,7]
[46.5,1181.0999999999999,0,0,0,0,0,0,0,0,1.2983430072606934,45.850626033333334,1.2983430072606934,45.850626033333334,101.56042919922223,3586.5786105499997,1.1810999999999998,null,null,null,"FT OF CHAMBER -",null,{"$f":"(W28*X28)+(W29*X29)","v":325},null,null,null,{"$f":"IF(AND(AA33>=1,AA33<30),AA33+1,IF(AC34=0,1,IF(AA33=30,AA33+0.5,-1)))","v":-1},{"$f":"IF(AB33>=1,AB33+1,IF(AC34=0,1,-1))","v":-1},10,7,null,0.191,8]
[45.5,1155.7,0,0,0,0,0,0,0,0,1.2983430072606934,45.850626033333334,1.2983430072606934,45.850626033333334,100.26208619196153,3540.7279845166663,1.1556999999999999,null,null,null,"FT OF FC CONNECTORS -",null,{"$f":"I18*W31","v":0},null,null,null,{"$f":"IF(AND(AA34>=1,AA34<30),AA34+1,IF(AC35=0,1,IF(AA34=30,AA34+0.5,-1)))","v":-1},{"$f":"IF(AB34>=1,AB34+1,IF(AC35=0,1,-1))","v":-1},9,6,null,0.20699999999999999,9]
[44.5,1130.3,0,0,0,0,0,0,0,0,1.2983430072606934,45.850626033333334,1.2983430072606934,45.850626033333334,98.963743184700846,3494.877358483333,1.1302999999999999,null,null,null,"Area (Sq. Ft.) -",null,{"$f":"W33*W32","v":1836.9155700000001},{"$f":"W36*0.092903","v":170.65496719971},null,null,{"$f":"IF(AND(AA35>=1,AA35<30),AA35+1,IF(AC36=0,1,IF(AA35=30,AA35+0.5,-1)))","v":-1},{"$f":"IF(AB35>=1,AB35+1,IF(AC36=0,1,-1))","v":-1},8,5,null,0.221,10]
[43.5,1104.8999999999999,0,0,0,0,0,0,0,0,1.2983430072606934,45.850626033333334,1.2983430072606934,45.850626033333334,97.665400177440148,3449.0267324499996,1.1048999999999998,null,null,null,{"$f":"I16","v":2},"ROW OF",{"$f":"I17/I16","v":23},null,null,null,{"$f":"IF(AND(AA36>=1,AA36<30),AA36+1,IF(AC37=0,1,IF(AA36=30,AA36+0.5,-1)))","v":-1},{"$f":"IF(AB36>=1,AB36+1,IF(AC37=0,1,-1))","v":-1},{"$f":"AC36-1","v":7},4,null,0.23300000000000001,11]
[42.5,1079.5,0,0,0,0,0,0,0,0,1.2983430072606934,45.850626033333334,1.2983430072606934,45.850626033333334,96.36705717017945,3403.1761064166662,1.0794999999999999,null,null,null,null,null,null,null,null,null,-1,-1,6,3,null,0.24399999999999999,12]
[41.5,1054.0999999999999,0,0,0,0,0,0,0,0,1.2983430072606934,45.850626033333334,1.2983430072606934,45.850626033333334,95.068714162918766,3357.3254803833329,1.0540999999999998,null,null,null,null,null,null,null,"SYSTEM HEIGHT",null,-1,-1,5,2,null,0.254,13]
[40.5,1028.7,0,0,0,0,0,0,0,0,1.2983430072606934,45.850626033333334,1.2983430072606934,45.850626033333334,93.770371155658069,3311.4748543499995,1.0286999999999999,null,null,null,null,null,null,null,{"$f":"AC15+30.5+AD15","v":51.5},null,-1,-1,4,1,null,0.26400000000000001,14]
[39.5,1003.3,2.8316800000000002E-6,1E-4,0,0,9.2029600000000003E-4,3.2500000000000001E-2,0,0,0.64880338523034675,22.912313016666669,0.64972368123034674,22.944813016666668,92.472028148397371,3265.6242283166662,1.0032999999999999,null,null,null,null,null,null,"Stone Void",null,null,-1,-1,3,0,null,0.27100000000000002,15]
[39,990.59999999999991,5.380192E-4,1.9E-2,0,0,0.17485624,6.1749999999999998,0,0,1.2284005112606933,43.380626033333336,1.4032567512606933,49.555626033333333,91.822304467167029,3242.6794152999996,0.99059999999999993,null,null,null,null,null,null,{"$f":"I19/100","v":0.4},"Design unit width",null,-1,-1,2,-1,null,0.28299999999999997,16]
[38,965.19999999999993,1.4441567999999999E-3,5.0999999999999997E-2,0,0,0.46935095999999998,16.574999999999999,0,0,1.1106026232606934,39.220626033333332,1.5799535832606932,55.795626033333335,90.419047715906331,3193.1237892666663,0.96519999999999995,null,null,null,null,null,null,null,4.8333300000000001,null,-1,-1,1,-2,null,0.29399999999999998,17]
[37,939.8,2.3786112000000002E-3,8.4000000000000005E-2,0,0,0.77304864000000006,27.3,0,0,0.98912355126069329,34.930626033333333,1.7621721912606934,62.230626033333337,88.839094132645641,3137.3281632333328,0.93979999999999997,null,null,null,null,null,null,null,null,null,1,1,0,-3,null,0.29599999999999999,18]
[36,914.4,3.5112832000000001E-3,0.124,0,0,1.1411670399999998,40.299999999999997,0,0,0.84187619126069346,29.730626033333337,1.9830432312606934,70.030626033333334,87.076921941384938,3075.0975371999994,0.91439999999999999,null,null,null,null,null,null,null,null,null,2,2,-1,-4,null,0.29899999999999999,19]
[35,889,4.2475199999999994E-3,0.15,0,0,1.380444,48.75,0,0,0.74616540726069336,26.350626033333334,2.1266094072606929,75.100626033333327,85.093878710124258,3005.0669111666662,0.88900000000000001,null,null,null,null,null,null,null,null,null,3,3,-2,-5,null,0.30099999999999999,20,0.11,1]
[34,863.59999999999991,4.8988063999999996E-3,0.17299999999999999,0,0,1.5921120799999997,56.224999999999994,0,0,0.66149817526069343,23.360626033333336,2.2536102552606931,79.585626033333327,82.967269302863556,2929.9662851333328,0.86359999999999992,null,null,null,null,null,null,null,null,null,4,4,-3,-6,null,0.30299999999999999,21,0.09,2]
[33,838.19999999999993,5.4085087999999996E-3,0.191,0,0,1.7577653600000001,62.075000000000003,0,0,0.59523686326069325,21.020626033333333,2.3530022232606931,83.095626033333332,80.71365904760286,2850.3806590999993,0.83819999999999995,null,null,null,null,null,null,null,null,null,5,5,{"$f":"AC47-1","v":-4},-7,null,0.30399999999999999,22,8.5999999999999993E-2,3]
[32,812.8,5.8615776E-3,0.20699999999999999,0,0,1.9050127199999998,67.274999999999991,0,0,0.53633791926069341,18.940626033333338,2.4413506392606932,86.215626033333336,78.360656824342172,2767.2850330666661,0.81279999999999997,null,null,null,null,null,null,null,null,null,6,6,-5,-8,null,0.30599999999999999,23,8.5000000000000006E-2,4]
[31,787.4,6.2580127999999997E-3,0.221,0,0,2.0338541600000002,71.825000000000003,0,0,0.48480134326069335,17.120626033333334,2.5186555032606934,88.94562603333334,75.919306185081481,2681.0694070333329,0.78739999999999999,null,null,null,null,null,null,null,null,null,7,7,-6,-9,null,0.313,24,8.3000000000000004E-2,5]
[30,762,6.5978144000000006E-3,0.23300000000000001,0,0,2.1442896800000004,75.725000000000009,0,0,0.44062713526069325,15.56062603333333,2.5849168152606934,91.285626033333344,73.400650681820792,2592.1237809999998,0.76200000000000001,null,null,null,null,null,null,null,null,null,8,8,-7,-10,null,0.32100000000000001,25,7.9000000000000001E-2,6]
[29,736.59999999999991,6.9092991999999999E-3,0.24399999999999999,0,0,2.2455222399999997,79.3,0,0,0.40013411126069337,14.130626033333336,2.6456563512606937,93.43062603333334,70.815733866560095,2500.8381549666665,0.73659999999999992,null,null,null,null,null,null,null,null,null,9,9,-8,-11,null,0.32200000000000001,26,7.3999999999999996E-2,7]
[28,711.19999999999993,7.1924672000000002E-3,0.254,0,0,2.3375518399999997,82.55,0,0,0.36332227126069339,12.830626033333335,2.7008741112606933,95.380626033333328,68.170077515299411,2407.4075289333332,0.71119999999999994,null,null,null,null,null,null,null,null,null,10,10,-9,-12,null,0.32300000000000001,27,7.0999999999999994E-2,8]
[27,685.8,7.4756352000000005E-3,0.26400000000000001,0,0,2.4295814399999998,85.8,0,0,0.32651043126069335,11.530626033333334,2.7560918712606934,97.330626033333331,65.469203404038723,2312.0269029000001,0.68579999999999997,null,null,null,null,null,null,null,null,null,11,11,-10,-13,null,0.32400000000000001,28,6.2E-2,9]
[26,660.4,7.6738528000000004E-3,0.27100000000000002,0,0,2.49400216,88.075000000000003,0,0,0.30074214326069332,10.620626033333332,2.7947443032606936,98.69562603333334,62.713111532778029,2214.6962768666667,0.66039999999999999,null,null,null,null,null,null,null,null,null,12,12,-11,-14,null,0.32500000000000001,29,4.5999999999999999E-2,10]
[25,635,8.0136543999999987E-3,0.28299999999999997,0,0,2.6044376799999998,91.974999999999994,0,0,0.25656793526069338,9.0606260333333353,2.8610056152606931,101.03562603333333,59.918367229517337,2116.0006508333336,0.63500000000000001,null,null,null,null,null,null,null,null,null,13,13,-12,-15,null,0.32700000000000001,30,0.02,11]
[24,609.59999999999991,8.3251391999999997E-3,0.29399999999999998,0,0,2.7056702399999999,95.55,0,0,0.21607491126069336,7.6306260333333347,2.9217451512606929,103.18062603333333,57.057361614256649,2014.9650248000003,0.60959999999999992,null,null,null,null,null,null,null,null,null,14,14,-13,-16,null,0.33200000000000002,30.5,1.2999999999999999E-2,12]
[23,584.19999999999993,8.3817727999999994E-3,0.29599999999999999,0,0,2.7240761599999996,96.199999999999989,0,0,0.20871254326069344,7.3706260333333375,2.9327887032606932,103.57062603333333,54.135616462995955,1911.784398766667,0.58419999999999994,null,null,null,null,null,null,null,null,null,15,15,-14,-17]
[22,558.79999999999995,8.4667231999999999E-3,0.29899999999999999,0,0,2.7516850399999999,97.174999999999997,0,0,0.19766899126069337,6.9806260333333343,2.9493540312606932,104.15562603333333,51.202827759735257,1808.2137727333336,0.55879999999999996,null,null,null,null,null,null,null,null,null,16,16,-15,{"$f":"AD58-1","v":-18}]
[21,533.4,8.5233567999999996E-3,0.30099999999999999,3.1148479999999999E-3,0.11,2.7700909600000001,97.825000000000003,0,0,0.19030662326069328,6.7206260333333319,2.9603975832606935,104.54562603333333,48.253473728474567,1704.0581467000002,0.53339999999999999,null,null,null,null,null,null,null,null,null,17,17,-16,-19]
[20,508,8.5799903999999993E-3,0.30299999999999999,2.5485119999999997E-3,0.09,2.7884968799999998,98.474999999999994,0,0,0.18294425526069338,6.4606260333333356,2.9714411352606933,104.93562603333334,45.293076145213874,1599.5125206666669,0.50800000000000001,null,null,null,null,null,null,null,null,null,18,18,-17,-20]
[19,482.59999999999997,8.6083072E-3,0.30399999999999999,2.4352447999999999E-3,8.5999999999999993E-2,2.7976998399999999,98.8,0,0,0.17926307126069338,6.3306260333333348,2.976962911260693,105.13062603333333,42.321635009953177,1494.5768946333335,0.48259999999999997,null,null,null,null,null,null,null,null,null,19,19,-18,-21]
[18,457.2,8.6649407999999997E-3,0.30599999999999999,2.406928E-3,8.5000000000000006E-2,2.8161057600000001,99.45,0,0,0.17190070326069332,6.0706260333333324,2.9880064632606933,105.52062603333333,39.344672098692484,1389.4462686000002,0.4572,null,null,null,null,null,null,null,null,null,20,20,-19,-22]
[17,431.79999999999995,8.8631583999999996E-3,0.313,2.3502944000000003E-3,8.3000000000000004E-2,2.8805264799999999,101.72499999999999,0,0,0.1461324152606934,5.1606260333333358,3.026658895260693,106.88562603333332,36.356665635431789,1283.9256425666667,0.43179999999999996,null,null,null,null,null,null,null,null,null,21,21,{"$f":"AC63-1","v":-20},-23]
[16,406.4,9.0896928000000002E-3,0.32100000000000001,2.2370272E-3,7.9000000000000001E-2,2.9541501600000002,104.325,0,0,0.1166829432606933,4.1206260333333322,3.0708331032606937,108.44562603333334,33.3300067401711,1177.0400165333335,0.40639999999999998,null,null,null,null,null,null,null,null,null,22,22,-21,-24]
[15,381,9.1180096000000009E-3,0.32200000000000001,2.0954431999999999E-3,7.3999999999999996E-2,2.9633531200000003,104.65,0,0,0.11300175926069327,3.990626033333331,3.0763548792606934,108.64062603333333,30.259173636910404,1068.5943905000001,0.38100000000000001,null,null,null,null,null,null,null,null,null,23,23,-22,-25]
[14,355.59999999999997,9.1463263999999999E-3,0.32300000000000001,2.0104927999999998E-3,7.0999999999999994E-2,2.9725560800000004,104.97500000000001,0,0,0.10932057526069323,3.8606260333333298,3.0818766552606935,108.83562603333334,27.182818757649709,959.95376446666683,0.35559999999999997,null,null,null,null,null,null,null,null,null,24,24,-23,-26]
[13,330.2,9.1746432000000006E-3,0.32400000000000001,1.7556416E-3,6.2E-2,2.98175904,105.3,0,0,0.10563939126069335,3.7306260333333343,3.0873984312606932,109.03062603333333,24.100942102389016,851.11813843333346,0.33019999999999999,null,null,null,null,null,null,null,null,null,25,25,-24,-27]
[12,304.79999999999995,9.2029599999999996E-3,0.32500000000000001,1.3025727999999999E-3,4.5999999999999999E-2,2.9909620000000001,105.625,0,0,0.10195820726069332,3.6006260333333331,3.0929202072606929,109.22562603333333,21.013543671128325,742.08751240000015,0.30479999999999996,null,null,null,null,null,null,null,null,null,26,26,-25,-28]
[11,279.39999999999998,9.2595936000000011E-3,0.32700000000000001,5.6633599999999997E-4,0.02,3.0093679200000003,106.27500000000001,0,0,9.4595839260693274E-2,3.3406260333333311,3.1039637592606937,109.61562603333334,17.920623463867631,632.86188636666679,0.27939999999999998,null,null,null,null,null,null,null,null,null,27,27,-26,-29]
[10,254,9.4011776000000012E-3,0.33200000000000002,3.6811839999999999E-4,1.2999999999999999E-2,3.0553827200000003,107.9,0,0,7.6189919260693253E-2,2.6906260333333307,3.1315726392606935,110.59062603333334,14.816659704606936,523.24626033333345,0.254,null,null,null,null,null,null,null,null,null,28,28,-27,{"$f":"AD70-1","v":-30}]
[{"$f":"IF(AA74=0,0,IF(A71=\"\",\"\",IF(AA74=1,A71-0.5,A71-1)))","v":9},228.6,0,0,0,0,0,0,0,0,1.2983430072606934,45.850626033333334,1.2983430072606934,45.850626033333334,11.685087065346242,412.65563430000009,0.2286,null,null,null,null,null,null,null,null,null,29,29,-28,-31]
[8,203.2,0,0,0,0,0,0,0,0,1.2983430072606934,45.850626033333334,1.2983430072606934,45.850626033333334,10.386744058085549,366.80500826666673,0.20319999999999999,null,null,null,null,null,null,null,null,null,30,30,-29,-32]
[7,177.79999999999998,0,0,0,0,0,0,0,0,1.2983430072606934,45.850626033333334,1.2983430072606934,45.850626033333334,9.0884010508248547,320.95438223333338,0.17779999999999999,null,null,null,null,null,null,null,null,null,30.5,31,-30,-33]
[6,152.39999999999998,0,0,0,0,0,0,0,0,1.2983430072606934,45.850626033333334,1.2983430072606934,45.850626033333334,7.7900580435641604,275.10375620000002,0.15239999999999998,null,null,null,null,null,null,null,null,null,-1,32,-31,{"$f":"AD74-1","v":-34}]
[5,127,0,0,0,0,0,0,0,0,1.2983430072606934,45.850626033333334,1.2983430072606934,45.850626033333334,6.4917150363034661,229.25313016666666,0.127,null,null,null,null,null,null,null,null,null,-1,33,-32,-35]
[4,101.6,0,0,0,0,0,0,0,0,1.2983430072606934,45.850626033333334,1.2983430072606934,45.850626033333334,5.1933720290427736,183.40250413333334,0.1016,null,null,null,null,null,null,null,null,null,-1,34,-33,-36]
[3,76.199999999999989,0,0,0,0,0,0,0,0,1.2983430072606934,45.850626033333334,1.2983430072606934,45.850626033333334,3.8950290217820802,137.55187810000001,7.619999999999999E-2,null,null,null,null,null,null,null,null,null,-1,35,-34,{"$f":"AD77-1","v":-37}]
[2,50.8,0,0,0,0,0,0,0,0,1.2983430072606934,45.850626033333334,1.2983430072606934,45.850626033333334,2.5966860145213868,91.701252066666669,5.0799999999999998E-2,null,null,null,null,null,null,null,null,null,-1,36,-35,-38]
[1,25.4,0,0,0,0,0,0,0,0,1.2983430072606934,45.850626033333334,1.2983430072606934,45.850626033333334,1.2983430072606934,45.850626033333334,2.5399999999999999E-2,null,null,null,null,null,null,null,null,null,-1,37,{"$f":"AC79-1","v":-36},-39]
[0,0,0,0,0,0,0,0,0,0,0,0,0,0,0,0,0,null,null,null,null,null,null,null,null,null,-1,38,-37,-40]
[-1,-25.4,"","","","","","","","","","","","",""," ","",null,null,null,null,null,null,null,null,null,-1,39,-38,-41]
[-2,-50.8,"","","","","","","","","","","","",""," ","",null,null,null,null,null,null,null,null,null,-1,40,-39,-42]
[-3,-76.199999999999989,"","","","","","","","","","","","",""," ","",null,null,null,null,null,null,null,null,null,-1,41,-40,-43]
[-4,-101.6,"","","","","","","","","","","","",""," ","",null,null,null,null,null,null,null,null,null,-1,42,-41,-44]
[-5,-127,"","","","","","","","","","","","",""," ","",null,null,null,null,null,null,null,null,null,-1,43,-42,-45]
[-6,-152.39999999999998,"","","","","","","","","","","","",""," ","",null,null,null,null,null,null,null,null,null,-1,44,-43,-46]
[-7,-177.79999999999998,"","","","","","","","","","","","",""," ","",null,null,null,null,null,null,null,null,null,-1,45,-44,-47]
[-8,-203.2,"","","","","","","","","","","","",""," ","",null,null,null,null,null,null,null,null,null,-1,46,-45,-48]
[-9,-228.6,"","","","","","","","","","","","",""," ","",null,null,null,null,null,null,null,null,null,-1,47,-46,-49]
[-10,-254,"","","","","","","","","","","","",""," ","",null,null,null,null,null,null,null,null,null,-1,48,-47,-50]
[-11,-279.39999999999998,"","","","","","","","","","","","",""," ","",null,null,null,null,null,null,null,null,null,-1,49,-48,-51]
[-12,-304.79999999999995,"","","","","","","","","","","","",""," ","",null,null,null,null,null,null,null,null,null,-1,50,-49,-52]
[-13,{"$f":"A94*25.4","v":-330.2},{"$f":"IF(A94=0,0,IF(A94<0,\"\",D94*0.0283168))","v":""},{"$f":"IF(A94=0,0,IF(A94<0,\"\",IF(AA97>=1,LOOKUP(AA97,AG$27:AG$57,AF$27:AF$57),0)))","v":""},{"$f":"IF(A94=0,0,IF(A94<0,\"\",F94*0.0283168))","v":""},{"$f":"IF(A94=0,0,IF(A94<0,\"\",IF(AA97>=20,LOOKUP(AA97,AG$46:AG$57,AH$46:AH$57),0)))","v":""},{"$f":"IF(A94=0,0,IF(A94<0,\"\",H94*0.0283168))","v":""},{"$f":"IF(A94=0,0,IF(A94<0,\"\",D94*$W$34))","v":""},{"$f":"IF(A94=0,0,IF(A94<0,\"\",J94*0.0283168))","v":""},{"$f":"IF(A94=0,0,IF(A94<0,\"\",F94*$W$35))","v":""},{"$f":"IF(A94=0,0,IF(A94<0,\"\",L94*0.0283168))","v":""},{"$f":"IF(A94=0,0,IF(A94<0,\"\",IF(D94=0.0001,((W$22*0.5/12)-H94)*X$42,((W$22*1/12)-H94)*X$42)))","v":""},{"$f":"IF(A94=0,0,IF(A94<0,\"\",N94*0.0283168))","v":""},{"$f":"IF(A94=0,0,IF(A94<0,\"\",H94+L94+J94))","v":""},{"$f":"IF(A94=0,0,IF(A94<0,\"\",P94*0.0283168))","v":""},{"$f":"IF(A94=0,0,IF(A94<0,\" \",IF(A94=1,L94,N94+P95)))","v":" "},{"$f":"IF(A94<0,\"\",I$23+B94/1000)","v":""},null,null,null,null,null,null,null,null,null,-1,51,-50,-53]
[-14,-355.59999999999997,"","","","","","","","","","","","",""," ","",null,null,null,null,null,null,null,null,null,{"$f":"IF(AND(AA94>=1,AA94<30),AA94+1,IF(AC95=0,1,IF(AA94=30,AA94+0.5,-1)))","v":-1},{"$f":"IF(AB94>=1,AB94+1,IF(AC95=0,1,-1))","v":52},-51,-54]
[-15,-381,"","","","","","","","","","","","",""," ","",null,null,null,null,null,null,null,null,null,-1,53,{"$f":"AC95-1","v":-52},-55]
[-16,-406.4,"","","","","","","","","","","","",""," ","",null,null,null,null,null,null,null,null,null,-1,54,-53,-56]
[-17,-431.79999999999995,"","","","","","","","","","","","",""," ","",null,null,null,null,null,null,null,null,null,-1,55,-54,-57]
[-18,-457.2,"","","","","","","","","","","","",""," ","",null,null,null,null,null,null,null,null,null,-1,56,-55,-58]
[-19,-482.59999999999997,"","","","","","","","","","","","",""," ","",null,null,null,null,null,null,null,null,null,-1,57,-56,-59]
[-20,-508,"","","","","","","","","","","","",""," ","",null,null,null,null,null,null,null,null,null,-1,58,-57,-60]
[-21,-533.4,"","","","","","","","","","","","",""," ","",null,null,null,null,null,null,null,null,null,-1,59,-58,-61]
[-22,-558.79999999999995,"","","","","","","","","","","","",""," ","",null,null,null,null,null,null,null,null,null,-1,60,-59,-62]
[-23,-584.19999999999993,"","","","","","","","","","","","",""," ","",null,null,null,null,null,null,null,null,null,-1,61,-60,-63]
[-24,-609.59999999999991,"","","","","","","","","","","","",""," ","",null,null,null,null,null,null,null,null,null,-1,62,-61,-64]
[-25,-635,"","","","","","","","","","","","",""," ","",null,null,null,null,null,null,null,null,null,-1,63,-62,-65]
[-26,-660.4,"","","","","","","","","","","","",""," ","",null,null,null,null,null,null,null,null,null,-1,64,-63,-66]
[-27,-685.8,"","","","","","","","","","","","",""," ","",null,null,null,null,null,null,null,null,null,-1,65,-64,-67]
[-28,-711.19999999999993,"","","","","","","","","","","","",""," ","",null,null,null,null,null,null,null,null,null,-1,66,-65,-68]
[-29,-736.59999999999991,"","","","","","","","","","","","",""," ","",null,null,null,null,null,null,null,null,null,-1,67,-66,-69]
[-30,-762,"","","","","","","","","","","","",""," ","",null,null,null,null,null,null,null,null,null,-1,68,-67,-70]
[-31,-787.4,"","","","","","","","","","","","",""," ","",null,null,null,null,null,null,null,null,null,-1,69,{"$f":"AC111-1","v":-68},-71]
[-32,-812.8,"","","","","","","","","","","","",""," ","",null,null,null,null,null,null,null,null,null,-1,70,-69,-72]
[-33,-838.19999999999993,"","","","","","","","","","","","",""," ","",null,null,null,null,null,null,null,null,null,-1,71,-70,-73]
[-34,-863.59999999999991,"","","","","","","","","","","","",""," ","",null,null,null,null,null,null,null,null,null,-1,72,-71,-74]
[-35,-889,"","","","","","","","","","","","",""," ","",null,null,null,null,null,null,null,null,null,-1,73,-72,-75]
[-36,-914.4,"","","","","","","","","","","","",""," ","",null,null,null,null,null,null,null,null,null,-1,74,-73,-76]
[-37,-939.8,"","","","","","","","","","","","",""," ","",null,null,null,null,null,null,null,null,null,-1,75,-74,-77]
[-38,-965.19999999999993,"","","","","","","","","","","","",""," ","",null,null,null,null,null,null,null,null,null,-1,76,-75,-78]
[-39,-990.59999999999991,"","","","","","","","","","","","",""," ","",null,null,null,null,null,null,null,null,null,-1,77,-76,-79]
[-40,-1016,"","","","","","","","","","","","",""," ","",null,null,null,null,null,null,null,null,null,-1,78,-77,-80]
[-41,-1041.3999999999999,"","","","","","","","","","","","",""," ","",null,null,null,null,null,null,null,null,null,-1,79,-78,-81]
[-42,-1066.8,"","","","","","","","","","","","",""," ","",null,null,null,null,null,null,null,null,null,-1,80,-79,-82]
[-43,-1092.2,"","","","","","","","","","","","",""," ","",null,null,null,null,null,null,null,null,null,-1,81,-80,-83]
[-44,-1117.5999999999999,"","","","","","","","","","","","",""," ","",null,null,null,null,null,null,null,null,null,-1,82,-81,-84]
[-45,-1143,"","","","","","","","","","","","",""," ","",null,null,null,null,null,null,null,null,null,-1,83,-82,-85]
[-46,-1168.3999999999999,"","","","","","","","","","","","",""," ","",null,null,null,null,null,null,null,null,null,-1,84,-83,-86]
[-47,-1193.8,"","","","","","","","","","","","",""," ","",null,null,null,null,null,null,null,null,null,{"$f":"IF(AND(AA127>=1,AA127<30),AA127+1,IF(AC128=0,1,IF(AA127=30,AA127+0.5,-1)))","v":-1},{"$f":"IF(AB127>=1,AB127+1,IF(AC128=0,1,-1))","v":85},{"$f":"AC127-1","v":-84},{"$f":"AD127-1","v":-87}]
[-48,-1219.1999999999998,"","","","","","","","","","","","",""," ","",null,null,null,null,null,null,null,null,null,{"$f":"IF(AND(AA128>=1,AA128<30),AA128+1,IF(AC129=0,1,IF(AA128=30,AA128+0.5,-1)))","v":-1},{"$f":"IF(AB128>=1,AB128+1,IF(AC129=0,1,-1))","v":86},{"$f":"AC128-1","v":-85},-88]
[-49,-1244.5999999999999,"","","","","","","","","","","","",""," ","",null,null,null,null,null,null,null,null,null,-1,87,-86,-89]
[-50,-1270,"","","","","","","","","","","","",""," ","",null,null,null,null,null,null,null,null,null,-1,88,-87,-90]
[-51,null,null,null,null,null,null,null,null,null,null,null,null,null,null,null,null,null,null,null,null,null,null,null,null,null,-1,89,-88,-91]
[-52,null,null,null,null,null,null,null,null,null,null,null,null,null,null,null,null,null,null,null,null,null,null,null,null,null,-1,90,-89,-92]
[-53,null,null,null,null,null,null,null,null,null,null,null,null,null,null,null,null,null,null,null,null,null,null,null,null,null,-1,91,-90,-93]
[-54,null,null,null,null,null,null,null,null,null,null,null,null,null,null,null,null,null,null,null,null,null,null,null,null,null,-1,92,-91,-94]
[{"$f":"IF(AA138=0,0,IF(A135=\"\",\"\",IF(AA138=1,A135-0.5,A135-1)))","v":-55},null,null,null,null,null,null,null,null,null,null,null,null,null,null,null,null,null,null,null,null,null,null,null,null,null,-1,93,-92,-95]
[-56,null,null,null,null,null,null,null,null,null,null,null,null,null,null,null,null,null,null,null,null,null,null,null,null,null,-1,94,-93,-96]
[-57,null,null,null,null,null,null,null,null,null,null,null,null,null,null,null,null,null,null,null,null,null,null,null,null,null,-1,95,-94,-97]
[-58,null,null,null,null,null,null,null,null,null,null,null,null,null,null,null,null,null,null,null,null,null,null,null,null,null,-1,96,-95,-98]
[-59,null,null,null,null,null,null,null,null,null,null,null,null,null,null,null,null,null,null,null,null,null,null,null,null,null,-1,97,-96,-99]
[-60,null,null,null,null,null,null,null,null,null,null,null,null,null,null,null,null,null,null,null,null,null,null,null,null,null,-1,98,-97,-100]
[-61,null,null,null,null,null,null,null,null,null,null,null,null,null,null,null,null,null,null,null,null,null,null,null,null,null,-1,99,-98,-101]
[-62,null,null,null,null,null,null,null,null,null,null,null,null,null,null,null,null,null,null,null,null,null,null,null,null,null,-1,100,-99,-102]
[-63,null,null,null,null,null,null,null,null,null,null,null,null,null,null,null,null,null,null,null,null,null,null,null,null,null,-1,101,-100,-103]
[-64,null,null,null,null,null,null,null,null,null,null,null,null,null,null,null,null,null,null,null,null,null,null,null,null,null,-1,102,{"$f":"AC144-1","v":-101},-104]
[-65,null,null,null,null,null,null,null,null,null,null,null,null,null,null,null,null,null,null,null,null,null,null,null,null,null,-1,103,-102,-105]
[-66,null,null,null,null,null,null,null,null,null,null,null,null,null,null,null,null,null,null,null,null,null,null,null,null,null,-1,104,-103,-106]
[-67,null,null,null,null,null,null,null,null,null,null,null,null,null,null,null,null,null,null,null,null,null,null,null,null,null,-1,105,-104,-107]
[-68,null,null,null,null,null,null,null,null,null,null,null,null,null,null,null,null,null,null,null,null,null,null,null,null,null,-1,106,-105,-108]
[-69,null,null,null,null,null,null,null,null,null,null,null,null,null,null,null,null,null,null,null,null,null,null,null,null,null,-1,107,-106,-109]
[-70,null,null,null,null,null,null,null,null,null,null,null,null,null,null,null,null,null,null,null,null,null,null,null,null,null,-1,108,-107,-110]
[-71,null,null,null,null,null,null,null,null,null,null,null,null,null,null,null,null,null,null,null,null,null,null,null,null,null,-1,109,-108,-111]
[-72,null,null,null,null,null,null,null,null,null,null,null,null,null,null,null,null,null,null,null,null,null,null,null,null,null,-1,110,-109,-112]
[-73,null,null,null,null,null,null,null,null,null,null,null,null,null,null,null,null,null,null,null,null,null,null,null,null,null,-1,111,-110,-113]
[-74,null,null,null,null,null,null,null,null,null,null,null,null,null,null,null,null,null,null,null,null,null,null,null,null,null,-1,112,-111,-114]
[-75,null,null,null,null,null,null,null,null,null,null,null,null,null,null,null,null,null,null,null,null,null,null,null,null,null,-1,113,-112,-115]
[-76,null,null,null,null,null,null,null,null,null,null,null,null,null,null,null,null,null,null,null,null,null,null,null,null,null,-1,114,-113,-116]
[-77,null,null,null,null,null,null,null,null,null,null,null,null,null,null,null,null,null,null,null,null,null,null,null,null,null,-1,115,-114,-117]
[-78,null,null,null,null,null,null,null,null,null,null,null,null,null,null,null,null,null,null,null,null,null,null,null,null,null,-1,116,-115,-118]
[-79,null,null,null,null,null,null,null,null,null,null,null,null,null,null,null,null,null,null,null,null,null,null,null,null,null,-1,117,-116,-119]
[-80,null,null,null,null,null,null,null,null,null,null,null,null,null,null,null,null,null,null,null,null,null,null,null,null,null,-1,118,{"$f":"AC160-1","v":-117},-120]
[-81,null,null,null,null,null,null,null,null,null,null,null,null,null,null,null,null,null,null,null,null,null,null,null,null,null,-1,119,-118,-121]
[-82,null,null,null,null,null,null,null,null,null,null,null,null,null,null,null,null,null,null,null,null,null,null,null,null,null,-1,120,-119,-122]
[-83,null,null,null,null,null,null,null,null,null,null,null,null,null,null,null,null,null,null,null,null,null,null,null,null,null,-1,121,-120,-123]
[-84,null,null,null,null,null,null,null,null,null,null,null,null,null,null,null,null,null,null,null,null,null,null,null,null,null,-1,122,-121,-124]
[-85,null,null,null,null,null,null,null,null,null,null,null,null,null,null,null,null,null,null,null,null,null,null,null,null,null,-1,123,-122,-125]
[-86,null,null,null,null,null,null,null,null,null,null,null,null,null,null,null,null,null,null,null,null,null,null,null,null,null,{"$f":"IF(AND(AA166>=1,AA166<30),AA166+1,IF(AC167=0,1,IF(AA166=30,AA166+0.5,-1)))","v":-1},{"$f":"IF(AB166>=1,AB166+1,IF(AC167=0,1,-1))","v":124},{"$f":"AC166-1","v":-123},{"$f":"AD166-1","v":-126}]
[-87,null,null,null,null,null,null,null,null,null,null,null,null,null,null,null,null,null,null,null,null,null,null,null,null,null,{"$f":"IF(AND(AA167>=1,AA167<30),AA167+1,IF(AC168=0,1,IF(AA167=30,AA167+0.5,-1)))","v":-1},{"$f":"IF(AB167>=1,AB167+1,IF(AC168=0,1,-1))","v":125},{"$f":"AC167-1","v":-124},-127]
[-88,null,null,null,null,null,null,null,null,null,null,null,null,null,null,null,null,null,null,null,null,null,null,null,null,null,-1,126,-125,-128]
[-89,null,null,null,null,null,null,null,null,null,null,null,null,null,null,null,null,null,null,null,null,null,null,null,null,null,-1,127,-126,-129]
[-90,null,null,null,null,null,null,null,null,null,null,null,null,null,null,null,null,null,null,null,null,null,null,null,null,null,-1,128,-127,-130]
[-91,null,null,null,null,null,null,null,null,null,null,null,null,null,null,null,null,null,null,null,null,null,null,null,null,null,-1,129,-128,-131]
[-92,null,null,null,null,null,null,null,null,null,null,null,null,null,null,null,null,null,null,null,null,null,null,null,null,null,-1,130,-129,-132]
[-93,null,null,null,null,null,null,null,null,null,null,null,null,null,null,null,null,null,null,null,null,null,null,null,null,null,-1,131,-130,-133]
[-94,null,null,null,null,null,null,null,null,null,null,null,null,null,null,null,null,null,null,null,null,null,null,null,null,null,-1,132,-131,-134]
[-95,null,null,null,null,null,null,null,null,null,null,null,null,null,null,null,null,null,null,null,null,null,null,null,null,null,-1,133,-132,-135]
[-96,null,null,null,null,null,null,null,null,null,null,null,null,null,null,null,null,null,null,null,null,null,null,null,null,null,-1,134,-133,-136]
[-97,null,null,null,null,null,null,null,null,null,null,null,null,null,null,null,null,null,null,null,null,null,null,null,null,null,-1,135,-134,-137]
[-98,null,null,null,null,null,null,null,null,null,null,null,null,null,null,null,null,null,null,null,null,null,null,null,null,null,-1,136,-135,-138]
[-99,null,null,null,null,null,null,null,null,null,null,null,null,null,null,null,null,null,null,null,null,null,null,null,null,null,-1,137,-136,-139]
[-100,null,null,null,null,null,null,null,null,null,null,null,null,null,null,null,null,null,null,null,null,null,null,null,null,null,-1,138,-137,-140]
[-101,null,null,null,null,null,null,null,null,null,null,null,null,null,null,null,null,null,null,null,null,null,null,null,null,null,-1,139,-138,-141]
[-102,null,null,null,null,null,null,null,null,null,null,null,null,null,null,null,null,null,null,null,null,null,null,null,null,null,-1,140,-139,-142]
[-103,null,null,null,null,null,null,null,null,null,null,null,null,null,null,null,null,null,null,null,null,null,null,null,null,null,-1,141,{"$f":"AC183-1","v":-140},-143]
[-104,null,null,null,null,null,null,null,null,null,null,null,null,null,null,null,null,null,null,null,null,null,null,null,null,null,-1,142,-141,-144]
[-105,null,null,null,null,null,null,null,null,null,null,null,null,null,null,null,null,null,null,null,null,null,null,null,null,null,-1,143,-142,-145]
[-106,null,null,null,null,null,null,null,null,null,null,null,null,null,null,null,null,null,null,null,null,null,null,null,null,null,-1,144,-143,-146]
[-107,null,null,null,null,null,null,null,null,null,null,null,null,null,null,null,null,null,null,null,null,null,null,null,null,null,-1,145,-144,-147]
[-108,null,null,null,null,null,null,null,null,null,null,null,null,null,null,null,null,null,null,null,null,null,null,null,null,null,-1,146,-145,-148]
[-109,null,null,null,null,null,null,null,null,null,null,null,null,null,null,null,null,null,null,null,null,null,null,null,null,null,-1,147,-146,-149]
[-110,null,null,null,null,null,null,null,null,null,null,null,null,null,null,null,null,null,null,null,null,null,null,null,null,null,-1,148,-147,-150]
[-111,null,null,null,null,null,null,null,null,null,null,null,null,null,null,null,null,null,null,null,null,null,null,null,null,null,-1,149,-148,-151]
[-112,null,null,null,null,null,null,null,null,null,null,null,null,null,null,null,null,null,null,null,null,null,null,null,null,null,-1,150,-149,-152]
[-113,null,null,null,null,null,null,null,null,null,null,null,null,null,null,null,null,null,null,null,null,null,null,null,null,null,-1,151,-150,-153]
[-114,null,null,null,null,null,null,null,null,null,null,null,null,null,null,null,null,null,null,null,null,null,null,null,null,null,-1,152,-151,-154]
[-115,null,null,null,null,null,null,null,null,null,null,null,null,null,null,null,null,null,null,null,null,null,null,null,null,null,-1,153,-152,-155]
[-116,null,null,null,null,null,null,null,null,null,null,null,null,null,null,null,null,null,null,null,null,null,null,null,null,null,-1,154,-153,-156]
[-117,null,null,null,null,null,null,null,null,null,null,null,null,null,null,null,null,null,null,null,null,null,null,null,null,null,-1,155,-154,-157]
[-118,null,null,null,null,null,null,null,null,null,null,null,null,null,null,null,null,null,null,null,null,null,null,null,null,null,-1,156,-155,-158]
[{"$f":"IF(AA202=0,0,IF(A199=\"\",\"\",IF(AA202=1,A199-0.5,A199-1)))","v":-119},null,null,null,null,null,null,null,null,null,null,null,null,null,null,null,null,null,null,null,null,null,null,null,null,null,-1,157,{"$f":"AC199-1","v":-156},-159]
[-120,null,null,null,null,null,null,null,null,null,null,null,null,null,null,null,null,null,null,null,null,null,null,null,null,null,-1,158,-157,-160]
[-121,null,null,null,null,null,null,null,null,null,null,null,null,null,null,null,null,null,null,null,null,null,null,null,null,null,-1,159,-158,-161]
[-122,null,null,null,null,null,null,null,null,null,null,null,null,null,null,null,null,null,null,null,null,null,null,null,null,null,-1,160,-159,-162]
[-123,null,null,null,null,null,null,null,null,null,null,null,null,null,null,null,null,null,null,null,null,null,null,null,null,null,-1,161,-160,-163]
[-124,null,null,null,null,null,null,null,null,null,null,null,null,null,null,null,null,null,null,null,null,null,null,null,null,null,-1,162,-161,-164]
[-125,null,null,null,null,null,null,null,null,null,null,null,null,null,null,null,null,null,null,null,null,null,null,null,null,null,-1,163,-162,-165]
[-126,null,null,null,null,null,null,null,null,null,null,null,null,null,null,null,null,null,null,null,null,null,null,null,null,null,-1,164,-163,-166]
[-127,null,null,null,null,null,null,null,null,null,null,null,null,null,null,null,null,null,null,null,null,null,null,null,null,null,-1,165,-164,-167]
[-128,null,null,null,null,null,null,null,null,null,null,null,null,null,null,null,null,null,null,null,null,null,null,null,null,null,-1,166,-165,-168]
[-129,null,null,null,null,null,null,null,null,null,null,null,null,null,null,null,null,null,null,null,null,null,null,null,null,null,-1,167,-166,-169]
[-130,null,null,null,null,null,null,null,null,null,null,null,null,null,null,null,null,null,null,null,null,null,null,null,null,null,-1,168,-167,-170]
[-131,null,null,null,null,null,null,null,null,null,null,null,null,null,null,null,null,null,null,null,null,null,null,null,null,null,-1,169,-168,-171]
[-132,null,null,null,null,null,null,null,null,null,null,null,null,null,null,null,null,null,null,null,null,null,null,null,null,null,-1,170,-169,-172]
[-133,null,null,null,null,null,null,null,null,null,null,null,null,null,null,null,null,null,null,null,null,null,null,null,null,null,-1,171,-170,-173]
[-134,null,null,null,null,null,null,null,null,null,null,null,null,null,null,null,null,null,null,null,null,null,null,null,null,null,-1,172,-171,-174]
[-135,null,null,null,null,null,null,null,null,null,null,null,null,null,null,null,null,null,null,null,null,null,null,null,null,null,-1,173,{"$f":"AC215-1","v":-172},-175]
[-136,null,null,null,null,null,null,null,null,null,null,null,null,null,null,null,null,null,null,null,null,null,null,null,null,null,-1,174,-173,-176]
[-137,null,null,null,null,null,null,null,null,null,null,null,null,null,null,null,null,null,null,null,null,null,null,null,null,null,-1,175,-174,-177]
[-138,null,null,null,null,null,null,null,null,null,null,null,null,null,null,null,null,null,null,null,null,null,null,null,null,null,-1,176,-175,-178]
[-139,null,null,null,null,null,null,null,null,null,null,null,null,null,null,null,null,null,null,null,null,null,null,null,null,null,-1,177,-176,-179]
[-140,null,null,null,null,null,null,null,null,null,null,null,null,null,null,null,null,null,null,null,null,null,null,null,null,null,-1,178,-177,-180]
[-141,null,null,null,null,null,null,null,null,null,null,null,null,null,null,null,null,null,null,null,null,null,null,null,null,null,-1,179,-178,-181]
[-142,null,null,null,null,null,null,null,null,null,null,null,null,null,null,null,null,null,null,null,null,null,null,null,null,null,-1,180,-179,-182]
[-143,null,null,null,null,null,null,null,null,null,null,null,null,null,null,null,null,null,null,null,null,null,null,null,null,null,-1,181,-180,-183]
[-144,null,null,null,null,null,null,null,null,null,null,null,null,null,null,null,null,null,null,null,null,null,null,null,null,null,-1,182,-181,-184]
[-145,null,null,null,null,null,null,null,null,null,null,null,null,null,null,null,null,null,null,null,null,null,null,null,null,null,-1,183,-182,-185]
[-146,null,null,null,null,null,null,null,null,null,null,null,null,null,null,null,null,null,null,null,null,null,null,null,null,null,-1,184,-183,-186]
[-147,null,null,null,null,null,null,null,null,null,null,null,null,null,null,null,null,null,null,null,null,null,null,null,null,null,-1,185,-184,-187]
[-148,null,null,null,null,null,null,null,null,null,null,null,null,null,null,null,null,null,null,null,null,null,null,null,null,null,-1,186,-185,-188]
[-149,null,null,null,null,null,null,null,null,null,null,null,null,null,null,null,null,null,null,null,null,null,null,null,null,null,-1,187,-186,-189]
[-150,null,null,null,null,null,null,null,null,null,null,null,null,null,null,null,null,null,null,null,null,null,null,null,null,null,-1,188,-187,-190]
[-151,null,null,null,null,null,null,null,null,null,null,null,null,null,null,null,null,null,null,null,null,null,null,null,null,null,{"$f":"IF(AND(AA231>=1,AA231<30),AA231+1,IF(AC232=0,1,IF(AA231=30,AA231+0.5,-1)))","v":-1},{"$f":"IF(AB231>=1,AB231+1,IF(AC232=0,1,-1))","v":189},{"$f":"AC231-1","v":-188},-191]
[-152,null,null,null,null,null,null,null,null,null,null,null,null,null,null,null,null,null,null,null,null,null,null,null,null,null,-1,190,-189,-192]
[-153,null,null,null,null,null,null,null,null,null,null,null,null,null,null,null,null,null,null,null,null,null,null,null,null,null,-1,191,-190,-193]
[-154,null,null,null,null,null,null,null,null,null,null,null,null,null,null,null,null,null,null,null,null,null,null,null,null,null,-1,192,-191,-194]
[-155,null,null,null,null,null,null,null,null,null,null,null,null,null,null,null,null,null,null,null,null,null,null,null,null,null,-1,193,-192,-195]
[-156,null,null,null,null,null,null,null,null,null,null,null,null,null,null,null,null,null,null,null,null,null,null,null,null,null,-1,194,-193,-196]
[-157,null,null,null,null,null,null,null,null,null,null,null,null,null,null,null,null,null,null,null,null,null,null,null,null,null,-1,195,-194,-197]
[-158,null,null,null,null,null,null,null,null,null,null,null,null,null,null,null,null,null,null,null,null,null,null,null,null,null,-1,196,-195,-198]
[-159,null,null,null,null,null,null,null,null,null,null,null,null,null,null,null,null,null,null,null,null,null,null,null,null,null,-1,197,-196,-199]
[-160,null,null,null,null,null,null,null,null,null,null,null,null,null,null,null,null,null,null,null,null,null,null,null,null,null,-1,198,-197,-200]
[-161,null,null,null,null,null,null,null,null,null,null,null,null,null,null,null,null,null,null,null,null,null,null,null,null,null,-1,199,-198,-201]
[-162,null,null,null,null,null,null,null,null,null,null,null,null,null,null,null,null,null,null,null,null,null,null,null,null,null,-1,200,-199,-202]
[-163,null,null,null,null,null,null,null,null,null,null,null,null,null,null,null,null,null,null,null,null,null,null,null,null,null,-1,201,-200,-203]
[-164,null,null,null,null,null,null,null,null,null,null,null,null,null,null,null,null,null,null,null,null,null,null,null,null,null,-1,202,-201,-204]
[-165,null,null,null,null,null,null,null,null,null,null,null,null,null,null,null,null,null,null,null,null,null,null,null,null,null,-1,203,-202,-205]
[-166,null,null,null,null,null,null,null,null,null,null,null,null,null,null,null,null,null,null,null,null,null,null,null,null,null,-1,204,-203,-206]
[-167,null,null,null,null,null,null,null,null,null,null,null,null,null,null,null,null,null,null,null,null,null,null,null,null,null,-1,205,{"$f":"AC247-1","v":-204},-207]
[-168,null,null,null,null,null,null,null,null,null,null,null,null,null,null,null,null,null,null,null,null,null,null,null,null,null,-1,206,-205,-208]
[-169,null,null,null,null,null,null,null,null,null,null,null,null,null,null,null,null,null,null,null,null,null,null,null,null,null,-1,207,-206,-209]
[-170,null,null,null,null,null,null,null,null,null,null,null,null,null,null,null,null,null,null,null,null,null,null,null,null,null,-1,208,-207,-210]
[-171,null,null,null,null,null,null,null,null,null,null,null,null,null,null,null,null,null,null,null,null,null,null,null,null,null,-1,209,-208,-211]
[-172,null,null,null,null,null,null,null,null,null,null,null,null,null,null,null,null,null,null,null,null,null,null,null,null,null,-1,210,-209,-212]
[-173,null,null,null,null,null,null,null,null,null,null,null,null,null,null,null,null,null,null,null,null,null,null,null,null,null,-1,211,-210,-213]
[-174,null,null,null,null,null,null,null,null,null,null,null,null,null,null,null,null,null,null,null,null,null,null,null,null,null,-1,212,-211,-214]
[-175,null,null,null,null,null,null,null,null,null,null,null,null,null,null,null,null,null,null,null,null,null,null,null,null,null,-1,213,-212,-215]
[-176,null,null,null,null,null,null,null,null,null,null,null,null,null,null,null,null,null,null,null,null,null,null,null,null,null,-1,214,-213,-216]
[-177,null,null,null,null,null,null,null,null,null,null,null,null,null,null,null,null,null,null,null,null,null,null,null,null,null,-1,215,-214,-217]
[-178,null,null,null,null,null,null,null,null,null,null,null,null,null,null,null,null,null,null,null,null,null,null,null,null,null,-1,216,-215,-218]
[-179,null,null,null,null,null,null,null,null,null,null,null,null,null,null,null,null,null,null,null,null,null,null,null,null,null,-1,217,-216,-219]
[-180,null,null,null,null,null,null,null,null,null,null,null,null,null,null,null,null,null,null,null,null,null,null,null,null,null,-1,218,-217,-220]
[-181,null,null,null,null,null,null,null,null,null,null,null,null,null,null,null,null,null,null,null,null,null,null,null,null,null,-1,219,-218,-221]
[-182,null,null,null,null,null,null,null,null,null,null,null,null,null,null,null,null,null,null,null,null,null,null,null,null,null,-1,220,-219,-222]
[{"$f":"IF(AA266=0,0,IF(A263=\"\",\"\",IF(AA266=1,A263-0.5,A263-1)))","v":-183},null,null,null,null,null,null,null,null,null,null,null,null,null,null,null,null,null,null,null,null,null,null,null,null,null,-1,221,{"$f":"AC263-1","v":-220},-223]
[-184,null,null,null,null,null,null,null,null,null,null,null,null,null,null,null,null,null,null,null,null,null,null,null,null,null,-1,222,-221,-224]
[-185,null,null,null,null,null,null,null,null,null,null,null,null,null,null,null,null,null,null,null,null,null,null,null,null,null,-1,223,-222,-225]
[-186,null,null,null,null,null,null,null,null,null,null,null,null,null,null,null,null,null,null,null,null,null,null,null,null,null,-1,224,-223,-226]
[-187,null,null,null,null,null,null,null,null,null,null,null,null,null,null,null,null,null,null,null,null,null,null,null,null,null,-1,225,-224,-227]
[-188,null,null,null,null,null,null,null,null,null,null,null,null,null,null,null,null,null,null,null,null,null,null,null,null,null,-1,226,-225,-228]
[-189,null,null,null,null,null,null,null,null,null,null,null,null,null,null,null,null,null,null,null,null,null,null,null,null,null,-1,227,-226,-229]
[-190,null,null,null,null,null,null,null,null,null,null,null,null,null,null,null,null,null,null,null,null,null,null,null,null,null,-1,228,-227,-230]
[-191,null,null,null,null,null,null,null,null,null,null,null,null,null,null,null,null,null,null,null,null,null,null,null,null,null,-1,229,-228,-231]
[-192,null,null,null,null,null,null,null,null,null,null,null,null,null,null,null,null,null,null,null,null,null,null,null,null,null,-1,230,-229,-232]
[-193,null,null,null,null,null,null,null,null,null,null,null,null,null,null,null,null,null,null,null,null,null,null,null,null,null,-1,231,-230,-233]
[-194,null,null,null,null,null,null,null,null,null,null,null,null,null,null,null,null,null,null,null,null,null,null,null,null,null,-1,232,-231,-234]
[-195,null,null,null,null,null,null,null,null,null,null,null,null,null,null,null,null,null,null,null,null,null,null,null,null,null,-1,233,-232,-235]
[-196,null,null,null,null,null,null,null,null,null,null,null,null,null,null,null,null,null,null,null,null,null,null,null,null,null,-1,234,-233,-236]
[-197,null,null,null,null,null,null,null,null,null,null,null,null,null,null,null,null,null,null,null,null,null,null,null,null,null,-1,235,-234,-237]
[-198,null,null,null,null,null,null,null,null,null,null,null,null,null,null,null,null,null,null,null,null,null,null,null,null,null,-1,236,-235,-238]
[-199,null,null,null,null,null,null,null,null,null,null,null,null,null,null,null,null,null,null,null,null,null,null,null,null,null,-1,237,{"$f":"AC279-1","v":-236},-239]
[-200,null,null,null,null,null,null,null,null,null,null,null,null,null,null,null,null,null,null,null,null,null,null,null,null,null,-1,238,-237,-240]
[-201,null,null,null,null,null,null,null,null,null,null,null,null,null,null,null,null,null,null,null,null,null,null,null,null,null,-1,239,-238,-241]
[-202,null,null,null,null,null,null,null,null,null,null,null,null,null,null,null,null,null,null,null,null,null,null,null,null,null,-1,240,-239,-242]
[-203,null,null,null,null,null,null,null,null,null,null,null,null,null,null,null,null,null,null,null,null,null,null,null,null,null,-1,241,-240,-243]
[-204,null,null,null,null,null,null,null,null,null,null,null,null,null,null,null,null,null,null,null,null,null,null,null,null,null,-1,242,-241,-244]
[-205,null,null,null,null,null,null,null,null,null,null,null,null,null,null,null,null,null,null,null,null,null,null,null,null,null,-1,243,-242,-245]
[-206,null,null,null,null,null,null,null,null,null,null,null,null,null,null,null,null,null,null,null,null,null,null,null,null,null,-1,244,-243,-246]
[-207,null,null,null,null,null,null,null,null,null,null,null,null,null,null,null,null,null,null,null,null,null,null,null,null,null,-1,245,-244,-247]
[-208,null,null,null,null,null,null,null,null,null,null,null,null,null,null,null,null,null,null,null,null,null,null,null,null,null,-1,246,-245,-248]
[-209,null,null,null,null,null,null,null,null,null,null,null,null,null,null,null,null,null,null,null,null,null,null,null,null,null,-1,247,-246,-249]
[-210,null,null,null,null,null,null,null,null,null,null,null,null,null,null,null,null,null,null,null,null,null,null,null,null,null,-1,248,-247,-250]
[-211,null,null,null,null,null,null,null,null,null,null,null,null,null,null,null,null,null,null,null,null,null,null,null,null,null,-1,249,-248,-251]
[-212,null,null,null,null,null,null,null,null,null,null,null,null,null,null,null,null,null,null,null,null,null,null,null,null,null,-1,250,-249,-252]
[-213,null,null,null,null,null,null,null,null,null,null,null,null,null,null,null,null,null,null,null,null,null,null,null,null,null,-1,251,-250,-253]
[-214,null,null,null,null,null,null,null,null,null,null,null,null,null,null,null,null,null,null,null,null,null,null,null,null,null,-1,252,-251,-254]
[-215,null,null,null,null,null,null,null,null,null,null,null,null,null,null,null,null,null,null,null,null,null,null,null,null,null,{"$f":"IF(AND(AA295>=1,AA295<30),AA295+1,IF(AC296=0,1,IF(AA295=30,AA295+0.5,-1)))","v":-1},{"$f":"IF(AB295>=1,AB295+1,IF(AC296=0,1,-1))","v":253},{"$f":"AC295-1","v":-252},-255]
[-216,null,null,null,null,null,null,null,null,null,null,null,null,null,null,null,null,null,null,null,null,null,null,null,null,null,-1,254,-253,-256]
[-217,null,null,null,null,null,null,null,null,null,null,null,null,null,null,null,null,null,null,null,null,null,null,null,null,null,-1,255,-254,-257]
[-218,null,null,null,null,null,null,null,null,null,null,null,null,null,null,null,null,null,null,null,null,null,null,null,null,null,-1,256,-255,-258]
[-219,null,null,null,null,null,null,null,null,null,null,null,null,null,null,null,null,null,null,null,null,null,null,null,null,null,-1,257,-256,-259]
[-220,null,null,null,null,null,null,null,null,null,null,null,null,null,null,null,null,null,null,null,null,null,null,null,null,null,-1,258,-257,-260]
[-221,null,null,null,null,null,null,null,null,null,null,null,null,null,null,null,null,null,null,null,null,null,null,null,null,null,-1,259,-258,-261]
[-222,null,null,null,null,null,null,null,null,null,null,null,null,null,null,null,null,null,null,null,null,null,null,null,null,null,-1,260,-259,-262]
[-223,null,null,null,null,null,null,null,null,null,null,null,null,null,null,null,null,null,null,null,null,null,null,null,null,null,-1,261,-260,-263]
[-224,null,null,null,null,null,null,null,null,null,null,null,null,null,null,null,null,null,null,null,null,null,null,null,null,null,-1,262,-261,-264]
[-225,null,null,null,null,null,null,null,null,null,null,null,null,null,null,null,null,null,null,null,null,null,null,null,null,null,-1,263,-262,-265]
[-226,null,null,null,null,null,null,null,null,null,null,null,null,null,null,null,null,null,null,null,null,null,null,null,null,null,-1,264,-263,-266]
[-227,null,null,null,null,null,null,null,null,null,null,null,null,null,null,null,null,null,null,null,null,null,null,null,null,null,-1,265,-264,-267]
[-228,null,null,null,null,null,null,null,null,null,null,null,null,null,null,null,null,null,null,null,null,null,null,null,null,null,-1,266,-265,-268]
[-229,null,null,null,null,null,null,null,null,null,null,null,null,null,null,null,null,null,null,null,null,null,null,null,null,null,-1,267,-266,-269]
[-230,null,null,null,null,null,null,null,null,null,null,null,null,null,null,null,null,null,null,null,null,null,null,null,null,null,-1,268,-267,-270]
[-231,null,null,null,null,null,null,null,null,null,null,null,null,null,null,null,null,null,null,null,null,null,null,null,null,null,-1,269,{"$f":"AC311-1","v":-268},-271]
[-232,null,null,null,null,null,null,null,null,null,null,null,null,null,null,null,null,null,null,null,null,null,null,null,null,null,-1,270,-269,-272]
[-233,null,null,null,null,null,null,null,null,null,null,null,null,null,null,null,null,null,null,null,null,null,null,null,null,null,-1,271,-270,-273]
[-234,null,null,null,null,null,null,null,null,null,null,null,null,null,null,null,null,null,null,null,null,null,null,null,null,null,-1,272,-271,-274]
[-235,null,null,null,null,null,null,null,null,null,null,null,null,null,null,null,null,null,null,null,null,null,null,null,null,null,-1,273,-272,-275]
[-236,null,null,null,null,null,null,null,null,null,null,null,null,null,null,null,null,null,null,null,null,null,null,null,null,null,-1,274,-273,-276]
[-237,null,null,null,null,null,null,null,null,null,null,null,null,null,null,null,null,null,null,null,null,null,null,null,null,null,-1,275,-274,-277]
[-238,null,null,null,null,null,null,null,null,null,null,null,null,null,null,null,null,null,null,null,null,null,null,null,null,null,-1,276,-275,-278]
[-239,null,null,null,null,null,null,null,null,null,null,null,null,null,null,null,null,null,null,null,null,null,null,null,null,null,-1,277,-276,-279]
[-240,null,null,null,null,null,null,null,null,null,null,null,null,null,null,null,null,null,null,null,null,null,null,null,null,null,-1,278,-277,-280]
[-241,null,null,null,null,null,null,null,null,null,null,null,null,null,null,null,null,null,null,null,null,null,null,null,null,null,-1,279,-278,-281]
[-242,null,null,null,null,null,null,null,null,null,null,null,null,null,null,null,null,null,null,null,null,null,null,null,null,null,-1,280,-279,-282]
[-243,null,null,null,null,null,null,null,null,null,null,null,null,null,null,null,null,null,null,null,null,null,null,null,null,null,-1,281,-280,-283]
[-244,null,null,null,null,null,null,null,null,null,null,null,null,null,null,null,null,null,null,null,null,null,null,null,null,null,-1,282,-281,-284]
[-245,null,null,null,null,null,null,null,null,null,null,null,null,null,null,null,null,null,null,null,null,null,null,null,null,null,-1,283,-282,-285]
[-246,null,null,null,null,null,null,null,null,null,null,null,null,null,null,null,null,null,null,null,null,null,null,null,null,null,-1,284,-283,-286]
[{"$f":"IF(AA330=0,0,IF(A327=\"\",\"\",IF(AA330=1,A327-0.5,A327-1)))","v":-247},null,null,null,null,null,null,null,null,null,null,null,null,null,null,null,null,null,null,null,null,null,null,null,null,null,-1,285,{"$f":"AC327-1","v":-284},-287]
[{"$f":"IF(AA331=0,0,IF(A328=\"\",\"\",IF(AA331=1,A328-0.5,A328-1)))","v":-248},null,null,null,null,null,null,null,null,null,null,null,null,null,null,null,null,null,null,null,null,null,null,null,null,null,-1,286,-285,-288]
[{"$f":"IF(AA332=0,0,IF(A329=\"\",\"\",IF(AA332=1,A329-0.5,A329-1)))","v":0},null,null,null,null,null,null,null,null,null,null,null,null,null,null,null,null,null,null,null,null,null,null,null,null,null,-1,287,-286,-289]
[{"$f":"IF(AA333=0,0,IF(A330=\"\",\"\",IF(AA333=1,A330-0.5,A330-1)))","v":0},null,null,null,null,null,null,null,null,null,null,null,null,null,null,null,null,null,null,null,null,null,null,null,null,null,-1,288,-287,-290]

{"sheet":"360HD-Metric","index":17,"n_rows":638,"n_cols":41,"rows_kept":638,"cut":false,"hidden":true,"merged":[[9,1,9,15],[10,1,10,15],[11,1,11,15],[12,1,12,15],[25,0,25,21]]}
[]
[]
[]
[]
[]
[]
[]
[]
[null,"Project Information:",null,null,null,null,null,null,null,null,null,null,null,"Date:",null,null,null,null,null,"Helpful Links:"]
[null,null,null,null,null,null,null,null,null,null,null,null,null,null,null,null,null,null,null,"www.cultec.com"]
[null,null,null,null,null,null,null,null,null,null,null,null,null,null,null,null,null,null,null,"StormGenie@cultec.com"]
[null,null,null,null,null,null,null,null,null,null,null,null,null,null,null,null,null,null,null,"Recharger 360HD"]
[null,null,null,null,null,null,null,null,null,null,null,null,null,null,null,null,null,null,null,"Recharger 360HD Submittal"]
[]
[]
[null,"Number of Rows-",null,null,null,null,null,null,null,null,null,null,null,{"$f":"'Cumulative Volume- Metric'!C10","v":2},null,"units"]
[null,"Total number of chambers -",null,null,null,null,null,null,null,null,null,null,null,{"$f":"'Cumulative Volume- Metric'!C11","v":46},null,"units"]
[null,"HVLV FC-48 Feed Connectors -",null,null,null,null,null,null,null,null,null,null,null,{"$f":"'Cumulative Volume- Metric'!N11","v":0},null,"units"]
[null,"Stone Void -",null,null,null,null,null,null,null,null,null,null,null,{"$f":"'Cumulative Volume- Metric'!C12","v":40},null,"%"]
[null,"Stone Base -",null,null,null,null,null,null,null,null,null,null,null,{"$f":"'Cumulative Volume- Metric'!C13","v":229},null,"mm",null,{"$f":"IF(N20<152,\"Min. of 152mm Required\",\"\")","v":""}]
[null,"Stone Above Units -",null,null,null,null,null,null,null,null,null,null,null,{"$f":"'Cumulative Volume- Metric'!C14","v":305},null,"mm",null,{"$f":"IF(N21<152,\"Min. of 152mm Required\",\"\")","v":""}]
[null,"Area -",null,null,null,null,null,null,null,null,null,null,null,{"$f":"R22","v":105.224260375},null,"m2",null,{"$f":"AC48","v":105.224260375},null,"Min. Area Required "]
[null,"Base of Stone Elevation- ",null,null,null,null,null,null,null,null,null,null,null,0,null,"m",null,null,null,"Note: Min. Area required is based on"]
[null,null,null,null,null,null,null,null,null,null,null,null,null,null,null,null,null,null,null,"305mm around the system and typ. spacing"]
[]
["CULTEC Recharger 360HD Incremental Storage Volumes"]
["Height of System (inches)","Height of System","Incremental Single Chamber","Incremental Single Chamber2","FC 48 Feed Connector single unit","FC 48 Feed Connector single unit (ft2)","End Cap single Volume m3","End Cap Vol (ft3)","End Cap single Volume","End Cap Volume","Chamber and End Cap Vol","Chamber Volume","Chamber Volume2","HVLV FC-48 Feed Connector Volume","HVLV FC-48 Feed Connector Volume2","Stone Volume","Stone Volume2","Cumulative Storage Volume","Cumulative Storage Volume2","Total Cumulative Storage Volume","Total Cumulative Storage Volume2","Elevation",null,null,null,null,null,null,null,null,null,null,null,{"$f":"ROUND(N21*0.0393701,0)","v":12},{"$f":"ROUND(N20*0.0393701,0)","v":9},null,null,null,null,null,"End cap vol per inch"]
["in","mm","m3","ft3","m3","ft2","m3","ft3","ft3","m3","m3","m3","ft3","m3","ft3","m3","ft3","m3","ft3","m3","ft3","m"]
[{"$f":"AD51","v":57},{"$f":"A29*25.4","v":1447.8},{"$f":"IF(A29<=0,\"\",D29*0.0283168)","v":0},{"$f":"IF(A29<=0,\"\",IF(AF33>=1,LOOKUP(AF33,AL$28:AL$75,AK$28:AK$75),0))","v":0},{"$f":"IF(A29<=0,\"\",F29*0.0283168)","v":0},{"$f":"IF(A29=0,0,IF(A29<0,\"\",IF(AF33>=25,LOOKUP(AF33,AL$64:AL$75,AM$64:AM$75),0)))","v":0},{"$f":"IF(A29<=0,\"\",I29*0.0283168)","v":0},{"$f":"IF(A29<=0,\"\",I29*$AB$46)","v":0},{"$f":"IF(A29<=0,\"\",IF(AF33>=1,LOOKUP(AF33,AL$28:AL$75,AO$28:AO$75),0))","v":0},{"$f":"IF(A29<=0,\"\",H29*0.0283168)","v":0},{"$f":"IF(A29=0,0,IF(A29<0,\"\",J29+L29))","v":0},{"$f":"IF(A29<=0,\"\",M29*0.0283168)","v":0},{"$f":"IF(A29<=0,\"\",D29*$AB$45)","v":0},{"$f":"IF(A29<=0,\"\",O29*0.0283168)","v":0},{"$f":"IF(A29<=0,\"\",F29*$AB$47)","v":0},{"$f":"IF(A29<=0,\"\",Q29*0.0283168)","v":1.0690756917760367},{"$f":"IF(A29<=0,\"\",((AB$34*1/12)-M29-H29-O29)*AC$53)","v":37.75411387501542},{"$f":"IF(A29<=0,\"\",S29*0.0283168)","v":1.0690756917760367},{"$f":"IF(A29<=0,\"\",M29+Q29+O29+H29)","v":37.75411387501542},{"$f":"IF(A29<=0,\"\",U29*0.0283168)","v":90.025853702402031},{"$f":"IF(A29<=0,\" \",IF(A29=1,Q29,S29+U30))","v":3179.2382508758769},{"$f":"IF(A29<=0,\"\",N$23+B29/1000)","v":1.4478}]
[{"$f":"IF(AF33=0,0,IF(A29=\" \",\"\",A29-1))","v":56},{"$f":"A30*25.4","v":1422.3999999999999},{"$f":"IF(A30<=0,\"\",D30*0.0283168)","v":0},0,{"$f":"IF(A30<=0,\"\",F30*0.0283168)","v":0},{"$f":"IF(A30=0,0,IF(A30<0,\"\",IF(AF34>=25,LOOKUP(AF34,AL$64:AL$75,AM$64:AM$75),0)))","v":0},{"$f":"IF(A30<=0,\"\",I30*0.0283168)","v":0},0,0,{"$f":"IF(A30<=0,\"\",H30*0.0283168)","v":0},{"$f":"IF(A30=0,0,IF(A30<0,\"\",J30+L30))","v":0},{"$f":"IF(A30<=0,\"\",M30*0.0283168)","v":0},0,{"$f":"IF(A30<=0,\"\",O30*0.0283168)","v":0},0,{"$f":"IF(A30<=0,\"\",Q30*0.0283168)","v":1.0690756917760367},37.75411387501542,{"$f":"IF(A30<=0,\"\",S30*0.0283168)","v":1.0690756917760367},{"$f":"IF(A30<=0,\"\",M30+Q30+O30+H30)","v":37.75411387501542},{"$f":"IF(A30<=0,\"\",U30*0.0283168)","v":88.956778010625996},{"$f":"IF(A30<=0,\" \",IF(A30=1,Q30,S30+U31))","v":3141.4841370008617},{"$f":"IF(A30<=0,\"\",N$23+B30/1000)","v":1.4223999999999999}]
[55,1397,0,0,0,0,0,0,0,0,0,0,0,0,0,1.0690756917760367,37.75411387501542,1.0690756917760367,37.75411387501542,87.887702318849961,3103.7300231258464,1.397]
[54,1371.6,0,0,0,0,0,0,0,0,0,0,0,0,0,1.0690756917760367,37.75411387501542,1.0690756917760367,37.75411387501542,86.81862662707394,3065.9759092508311,1.3715999999999999,null,null,null,null,null,"Area",null,null,null,-1,-1,"above","base"]
[53,1346.1999999999998,0,0,0,0,0,0,0,0,0,0,0,0,0,1.0690756917760367,37.75411387501542,1.0690756917760367,37.75411387501542,85.749550935297904,3028.2217953758159,1.3461999999999998,null,null,null,null,"m2",{"$f":"N22","v":105.224260375},null,null,null,{"$f":"IF(AND(AF32>=1,AF32<35),AF32+1,IF(AH33=0,1,IF(AF32=35,AF32+1,-1)))","v":-1},{"$f":"IF(AG32>=1,AG32+1,IF(AH33=0,1,-1))","v":-1},{"$f":"AH27","v":12},{"$f":"AI27","v":9}]
[52,1320.8,0,0,0,0,0,0,0,0,0,0,0,0,0,1.0690756917760367,37.75411387501542,1.0690756917760367,37.75411387501542,84.680475243521869,2990.4676815008006,1.3208,null,null,null,null,"ft2",{"$f":"AB33*10.7639","v":1132.6234162504625},null,null,null,{"$f":"IF(AND(AF33>=1,AF33<35),AF33+1,IF(AH34=0,1,IF(AF33=35,AF33+1,-1)))","v":-1},{"$f":"IF(AG33>=1,AG33+1,IF(AH34=0,1,-1))","v":-1},{"$f":"AH33-1","v":11},8]
[51,1295.3999999999999,0,0,0,0,0,0,0,0,0,0,{"$f":"IF(A35<=0,\"\",D35*$AB$45)","v":0},0,0,1.0690756917760367,37.75411387501542,1.0690756917760367,37.75411387501542,83.611399551745833,2952.7135676257853,1.2953999999999999,null,null,null,null,null,null,null,null,null,-1,{"$f":"IF(AG34>=1,AG34+1,IF(AH35=0,1,-1))","v":-1},10,7]
[50,1270,0,0,0,0,0,0,0,0,0,0,0,0,0,1.0690756917760367,37.75411387501542,1.0690756917760367,37.75411387501542,82.542323859969798,2914.9594537507701,1.27,null,null,null,null,null,null,null,null,null,-1,{"$f":"IF(AG35>=1,AG35+1,IF(AH36=0,1,-1))","v":-1},9,6]
[49,1244.5999999999999,0,0,0,0,0,0,0,0,0,0,0,0,0,1.0690756917760367,37.75411387501542,1.0690756917760367,37.75411387501542,81.473248168193777,2877.2053398757548,1.2445999999999999,null,null,null,null,null,null,null,null,null,-1,{"$f":"IF(AG36>=1,AG36+1,IF(AH37=0,1,-1))","v":-1},8,5]
[48,{"$f":"A38*25.4","v":1219.1999999999998},0,0,0,0,0,0,0,0,0,0,0,0,0,1.0690756917760367,37.75411387501542,1.0690756917760367,37.75411387501542,80.404172476417742,2839.4512260007396,1.2191999999999998,null,null,null,null,null,null,"INSTALLED LENGTH",{"$f":"COUNTIF(AH33:AH129,\">0\")","v":12},null,-1,{"$f":"IF(AG37>=1,AG37+1,IF(AH38=0,1,-1))","v":-1},7,4]
[47,1193.8,0,0,0,0,0,0,0,0,0,0,0,0,0,1.0690756917760367,37.75411387501542,1.0690756917760367,37.75411387501542,79.335096784641706,2801.6971121257243,1.1938,null,null,null,"END CAP",null,{"$f":"N16*2","v":4},1.25,null,null,-1,-1,6,3]
[46,1168.3999999999999,0,0,0,0,0,0,0,0,0,0,0,0,0,1.0690756917760367,37.75411387501542,1.0690756917760367,37.75411387501542,78.266021092865671,2763.942998250709,1.1683999999999999,null,null,null,"CHAMBER",null,{"$f":"N17","v":46},{"$f":"44/12","v":3.6666666666666665},null,null,-1,-1,5,2,null,2.1872727272727273E-2,1,null,null,8.0000000000000002E-3]
[45,1143,6.1936564363636358E-4,2.1872727272727273E-2,0,0,2.265344E-4,0.04,8.0000000000000002E-3,1.1326719999999999E-3,0.10559901056,0.10446633856,3.6892,0,0,1.0268360875520366,36.262433875015418,1.1324350981120366,39.991633875015417,77.19694540108965,2726.1888843756938,1.143,null,null,null,"STONE BORDER (FT.)",null,1,null,null,null,-1,-1,4,1,null,4.6390909090909094E-2,2,null,null,1.6E-2]
[44,1117.5999999999999,1.3136420945454546E-3,4.6390909090909094E-2,0,0,4.5306879999999999E-4,0.08,1.6E-2,2.2653439999999999E-3,0.22383297728000001,0.22156763328000001,7.8246000000000002,0,0,0.97954250086403649,34.592273875015415,1.2033754781440364,42.49687387501541,76.06451030297761,2686.1972505006784,1.1175999999999999,null,null,null,"CHAMBER SPACING (FT.)",null,0.75,null,null,null,-1,-1,3,0,null,6.8972727272727283E-2,3,null,null,2.4E-2]
[43,1092.2,1.9530869236363639E-3,6.8972727272727283E-2,0,0,6.7960320000000005E-4,0.12,2.4E-2,3.3980159999999998E-3,0.33281867712000007,0.32942066112000007,11.633400000000002,0,0,0.93594822092803642,33.052753875015412,1.2687668980480364,44.806153875015411,74.86113482483357,2643.700376625663,1.0922000000000001,null,null,null,"BED WIDTH",null,{"$f":"(N16*AD54+(2*AB41)-AB42)","v":12.75},null,null,null,-1,-1,2,-1,null,0.11683636363636364,4,null,null,3.2000000000000001E-2]
[42,1066.8,3.3084319418181817E-3,0.11683636363636364,0,0,9.0613759999999999E-4,0.16,3.2000000000000001E-2,4.5306879999999997E-3,0.56255287552,0.55802218751999999,19.706399999999999,0,0,0.84405454156803661,29.807553875015419,1.4066074170880365,49.673953875015414,73.592367926785542,2598.8942227506477,1.0668,null,null,null,"BED LENGTH",null,{"$f":"((AB49*AC40)+(2*AC39)+(AB41*2))","v":88.833333333333329},null,null,null,-1,-1,1,-2,null,0.14754545454545456,5,null,null,0.04]
[41,1041.3999999999999,4.1780151272727273E-3,0.14754545454545456,0,0,1.1326719999999999E-3,0.2,0.04,5.6633600000000001E-3,0.71035524480000012,0.70469188480000011,24.886000000000003,0,0,0.78493359385603645,27.719713875015415,1.4952888386560366,52.805713875015421,72.185760509697502,2549.2202688756324,1.0413999999999999,null,null,null,"FT OF CHAMBER -",null,{"$f":"(AB40*AC40)","v":168.66666666666666},null,null,null,1,1,0,-3,null,0.17056363636363636,6,null,null,4.8000000000000001E-2]
[40,1016,4.8298163781818181E-3,0.17056363636363636,0,0,1.3592064000000001E-3,0.24,4.8000000000000001E-2,6.7960319999999996E-3,0.82142506112000002,0.81462902912000001,28.7684,0,0,0.74050566732803669,26.150753875015422,1.5619307284480368,55.159153875015427,70.690471671041465,2496.4145550006169,1.016,null,null,null,"FT OF End Cap-",null,{"$f":"AB39*AC39","v":5},null,null,null,2,2,-1,-4,null,0.1896818181818182,7,null,null,5.6000000000000001E-2]
[39,990.59999999999991,5.3711821090909094E-3,0.1896818181818182,0,0,1.5857408E-3,0.28000000000000003,5.6000000000000001E-2,7.928704E-3,0.91386808640000006,0.90593938240000005,31.993000000000002,0,0,0.70352845721603663,24.844913875015418,1.6173965436160365,57.117913875015418,69.128540942593432,2441.2554011256016,0.99059999999999993,null,null,null,"FT OF FC CONNECTORS -",null,{"$f":"N18*AB42","v":0},null,null,null,3,3,-2,-5,null,0.20620909090909093,8,null,null,6.4000000000000001E-2]
[38,965.19999999999993,5.8391815854545457E-3,0.20620909090909093,0,0,1.8122752E-3,0.32,6.4000000000000001E-2,9.0613759999999995E-3,0.99393667007999997,0.98487529407999996,34.7806,0,0,0.67150102374403664,23.71387387501542,1.6654376938240365,58.814473875015416,67.511144398977393,2384.1374872505862,0.96519999999999995,null,null,null,"Area (Sq. Ft.) -",null,{"$f":"AB44*AB43","v":1132.625},{"$f":"AB48*0.092903","v":105.224260375},null,null,4,4,-3,-6,null,0.22082727272727273,9,null,null,7.1999999999999995E-2]
[37,939.8,6.2531217163636363E-3,0.22082727272727273,0,0,2.0388095999999997E-3,0.36,7.1999999999999995E-2,1.0194047999999999E-2,1.0648872441600001,1.0546931961600001,37.246200000000002,0,0,0.6431207941120366,22.711633875015419,1.7080080382720366,60.317833875015424,65.845706705153361,2325.323013375571,0.93979999999999997,null,null,null,{"$f":"N16","v":2},"ROW OF",{"$f":"N17/N16","v":23},null,null,null,5,5,-4,-7,null,0.23394545454545457,10,null,null,0.08]
[36,914.4,6.6245866472727276E-3,0.23394545454545457,0,0,2.2653439999999999E-3,0.4,0.08,1.132672E-2,1.12867366784,1.11734694784,39.458800000000004,0,0,0.61760622464003656,21.810593875015417,1.7462798924800367,61.669393875015423,64.137698666881334,2265.0051795005556,0.91439999999999999,null,null,null,null,null,null,null,"SYSTEM HEIGHT",null,6,6,{"$f":"AH49-1","v":-5},-8,null,0.24586363636363637,11,null,null,8.7999999999999995E-2]
[35,889,6.9620714181818184E-3,0.24586363636363637,0,0,2.4918784E-3,0.43999999999999995,8.7999999999999995E-2,1.2459391999999998E-2,1.1867287712000001,1.1742693792000001,41.469000000000001,0,0,0.59438418329603659,20.99051387501542,1.7811129544960365,62.899513875015415,62.391418774401295,2203.3357856255402,0.88900000000000001,null,null,null,null,null,null,null,{"$f":"AH27+36+AI27","v":57},null,7,7,-6,-9,null,0.25671818181818185,12,null,null,9.6000000000000002E-2]
[34,863.59999999999991,7.2694374109090916E-3,0.25671818181818185,0,0,2.7184128000000002E-3,0.48,9.6000000000000002E-2,1.3592063999999999E-2,1.2397038406400001,1.22611177664,43.299800000000005,0,0,0.5731941555200365,20.242193875015417,1.8128979961600369,64.021993875015426,60.610305819905257,2140.4362717505246,0.86359999999999992,null,null,null,null,null,null,"Stone Void",null,null,8,8,-7,-10,null,0.26669999999999999,13,null,null,0.112]
[33,838.19999999999993,7.5520905599999995E-3,0.26669999999999999,0,0,3.1714816000000001E-3,0.56000000000000005,0.112,1.5857408E-2,1.2896433491199999,1.2737859411199999,44.983399999999996,0,0,0.55321835212803672,19.536753875015421,1.8428617012480364,65.080153875015412,58.79740782374521,2076.414277875509,0.83819999999999995,null,null,null,null,null,null,{"$f":"N19/100","v":0.4},"Design unit width",null,9,9,-8,-11,null,0.27591818181818184,14,null,null,0.12]
[32,812.8,7.8131199709090913E-3,0.27591818181818184,0,0,3.3980159999999998E-3,0.6,0.12,1.6990079999999998E-2,1.33480298176,1.31781290176,46.538200000000003,0,0,0.53515449907203649,18.898833875015416,1.8699574808320363,66.03703387501541,56.954546122497177,2011.3341240004936,0.81279999999999997,null,null,null,null,null,null,null,5.75,null,10,10,-9,-12,null,0.2844272727272727,15,null,null,0.128]
[31,787.4,8.0540701963636354E-3,0.2844272727272727,0,0,3.6245504E-3,0.64,0.128,1.8122751999999999E-2,1.3765759251199998,1.3584531731199998,47.973399999999991,0,0,0.5184453217280367,18.308753875015423,1.8950212468480363,66.922153875015411,55.084588641665142,1945.2970901254782,0.78739999999999999,null,null,null,null,null,null,null,null,null,11,11,-10,-13,null,0.29236363636363638,16,null,null,0.13600000000000001]
[30,762,8.2788026181818183E-3,0.29236363636363638,0,0,3.8510848000000001E-3,0.68,0.13600000000000001,1.9255424E-2,1.4156134655999999,1.3963580415999999,49.311999999999998,0,0,0.50283030553603669,17.75731387501542,1.9184437711360365,67.749313875015417,53.189567394817104,1878.3749362504627,0.76200000000000001,null,null,null,null,null,null,null,null,null,12,12,-11,-14,null,0.2997818181818182,17,null,null,0.14399999999999999]
[29,736.59999999999991,8.4888617890909093E-3,0.2997818181818182,0,0,4.0776191999999994E-3,0.72,0.14399999999999999,2.0388095999999998E-2,1.4521761177600001,1.4317880217600001,50.563200000000002,0,0,0.48820524467203658,17.240833875015419,1.9403813624320365,68.524033875015419,51.271123623681071,1810.6256223754474,0.73659999999999992,null,null,null,null,null,null,null,null,null,13,13,-12,-15,null,0.30673636363636364,18,null,null,0.152]
[28,711.19999999999993,8.6857922618181812E-3,0.30673636363636364,0,0,4.3041536E-3,0.76,0.152,2.1520767999999999E-2,1.4865243961599999,1.4650036281599998,51.736199999999997,0,0,0.47446593331203663,16.75563387501542,1.9609903294720366,69.251833875015421,49.330742261249029,1742.1015885004319,0.71119999999999994,null,null,null,null,null,null,null,null,null,14,14,-13,-16,null,0.31325454545454551,19,null,null,0.16]
[27,685.8,8.870366312727274E-3,0.31325454545454551,0,0,4.5306879999999997E-3,0.8,0.16,2.265344E-2,1.5187885580800002,1.4961351180800002,52.835600000000007,0,0,0.46156026854403659,16.299873875015418,1.9803488266240366,69.935473875015418,47.369751931776996,1672.8497546254166,0.68579999999999997,null,null,null,null,null,null,null,null,null,15,15,-14,-17,null,0.31941818181818182,20,null,null,0.16]
[26,660.4,9.0449007709090916E-3,0.31941818181818182,0,0,4.5306879999999997E-3,0.8,0.16,2.265344E-2,1.5482267033599999,1.5255732633599999,53.8752,0,0,0.44978501043203661,15.884033875015419,1.9980117137920363,70.559233875015408,45.389403105152958,1602.9142807504011,0.66039999999999999,null,null,null,null,null,null,null,null,null,16,16,-15,{"$f":"AI59-1","v":-18},null,0.32519999999999999,21,null,null,0.16800000000000001]
[25,635,9.2086233599999994E-3,0.32519999999999999,0,0,4.7572224000000003E-3,0.84000000000000008,0.16800000000000001,2.3786112000000002E-2,1.5769739187199998,1.5531878067199998,54.850399999999993,0,0,0.43828612428803665,15.47795387501542,2.0152600430080363,71.168353875015413,43.391391391360919,1532.3550468753856,0.63500000000000001,null,null,null,null,null,null,null,null,null,17,17,-16,-19,null,0.33068181818181819,22,null,null,0.17599999999999999]
[24,609.59999999999991,9.3638509090909084E-3,0.33068181818181819,0,0,4.9837568E-3,0.87999999999999989,0.17599999999999999,2.4918783999999996E-2,1.604288304,1.57936952,55.774999999999999,0,0,0.42736037017603656,15.092113875015418,2.0316486741760365,71.747113875015415,41.376131348352885,1461.1866930003703,0.60959999999999992,null,null,null,null,null,null,null,null,null,18,18,-17,-20,null,0.33583636363636366,23,null,null,0.184]
[23,584.19999999999993,9.5098111418181822E-3,0.33583636363636366,0,0,5.2102911999999998E-3,0.91999999999999993,0.184,2.6051455999999997E-2,1.6300396019199999,1.6039881459199998,56.644399999999997,0,0,0.41705985100803661,14.728353875015419,2.0470994529280366,72.292753875015421,39.344482674176845,1389.4395791253548,0.58419999999999994,null,null,null,null,null,null,null,null,null,19,19,-18,-21,null,0.34069090909090916,24,null,null,0.192]
[22,558.79999999999995,9.6472763345454571E-3,0.34069090909090916,0,0,5.4368256000000004E-3,0.96,0.192,2.7184127999999998E-2,1.6543580697600002,1.6271739417600002,57.463200000000008,0,0,0.40733246387203648,14.384833875015415,2.0616905336320364,72.808033875015411,37.297383221248808,1317.1468252503394,0.55879999999999996,null,null,null,null,null,null,null,null,null,20,20,-19,-22,null,0.34527272727272729,25,4.0000000000000001E-3,1,0.192]
[21,533.4,9.7770187636363644E-3,0.34527272727272729,1.132672E-4,4.0000000000000001E-3,5.4368256000000004E-3,0.96,0.192,2.7184127999999998E-2,1.6762412927999999,1.6490571647999999,58.235999999999997,0,0,0.39857917465603659,14.075713875015419,2.0748204674560364,73.271713875015408,35.235692687616776,1244.338791375324,0.53339999999999999,null,null,null,null,null,null,null,null,null,21,21,-20,-23,null,0.34960909090909092,26,3.1E-2,2,0.2]
[20,508,9.8998107054545457E-3,0.34960909090909092,8.7782080000000002E-4,3.1E-2,5.6633600000000001E-3,1,0.2,2.83168E-2,1.6980848723199999,1.6697680723199999,58.967399999999998,0,0,0.38984174284803663,13.767153875015419,2.0879266151680365,73.734553875015422,33.160872220160741,1171.0670775003086,0.50800000000000001,null,null,null,null,null,null,null,null,null,22,22,{"$f":"AH65-1","v":-21},-24,null,0.35370000000000001,27,0.06,3,0.20799999999999999]
[19,482.59999999999997,1.0015652160000001E-2,0.35370000000000001,1.6990079999999999E-3,0.06,5.8898943999999998E-3,1.04,0.20799999999999999,2.9449472000000001E-2,1.7187561363199999,1.6893066643199999,59.657399999999996,0,0,0.38157323724803666,13.475153875015421,2.1003293735680368,74.172553875015424,31.0729456049927,1097.3325236252931,0.48259999999999997,null,null,null,null,null,null,null,null,null,23,23,-22,-25,null,0.35757272727272726,28,7.2999999999999995E-2,4,0.20799999999999999]
[18,457.2,1.0125315403636363E-2,0.35757272727272726,2.0671264E-3,7.2999999999999995E-2,5.8898943999999998E-3,1.04,0.20799999999999999,2.9449472000000001E-2,1.7372526700799997,1.7078031980799997,60.310599999999994,0,0,0.37417462374403671,13.213873875015421,2.1114272938240366,74.564473875015423,28.972616231424663,1023.1599697502777,0.4572,null,null,null,null,null,null,null,null,null,24,24,-23,-26,null,0.36120000000000002,29,8.1000000000000003E-2,5,0.216]
[17,431.79999999999995,1.0228028160000001E-2,0.36120000000000002,2.2936608000000002E-3,8.1000000000000003E-2,6.1164287999999995E-3,1.08,0.216,3.0582144000000002E-2,1.7557095603200001,1.7251274163200001,60.922400000000003,0,0,0.36679186764803656,12.953153875015417,2.1225014279680363,74.955553875015411,26.861188937600627,948.59549587526226,0.43179999999999996,null,null,null,null,null,null,null,null,null,25,25,-24,-27,null,0.36463636363636365,30,8.5000000000000006E-2,6,0.224]
[16,406.4,1.0325334981818183E-2,0.36463636363636365,2.406928E-3,8.5000000000000006E-2,6.3429632000000001E-3,1.1200000000000001,0.224,3.1714816E-2,1.7732546495999999,1.7415398335999999,61.501999999999995,0,0,0.35977383193603663,12.70531387501542,2.1330284815360367,75.32731387501542,24.738687509632591,873.63994200024683,0.40639999999999998,null,null,null,null,null,null,null,null,null,26,26,-25,-28,null,0.36785454545454549,31,8.8999999999999996E-2,7,0.23200000000000001]
[15,381,1.0416463592727274E-2,0.36785454545454549,2.5201951999999999E-3,8.8999999999999996E-2,6.5694975999999999E-3,1.1600000000000001,0.23200000000000001,3.2847488000000001E-2,1.7897576806400002,1.7569101926400001,62.044800000000002,0,0,0.35317261952003659,12.472193875015417,2.1429303001600366,75.676993875015413,22.605659028096554,798.31262812523141,0.38100000000000001,null,null,null,null,null,null,null,null,null,27,27,-26,-29,null,0.37090909090909097,32,9.2999999999999999E-2,8,0.23200000000000001]
[14,355.59999999999997,1.0502958545454548E-2,0.37090909090909097,2.6334623999999997E-3,9.2999999999999999E-2,6.5694975999999999E-3,1.1600000000000001,0.23200000000000001,3.2847488000000001E-2,1.8043464960000002,1.7714990080000002,62.560000000000009,0,0,0.34733709337603647,12.266113875015414,2.1516835893760367,75.98611387501542,20.462728727936515,722.63563425021596,0.35559999999999997,null,null,null,null,null,null,null,null,null,28,28,-27,{"$f":"AI71-1","v":-30},null,0.3737454545454546,33,9.5000000000000001E-2,9,0.24]
[13,330.2,1.058327528727273E-2,0.3737454545454546,2.6900959999999999E-3,9.5000000000000001E-2,6.7960319999999996E-3,1.2,0.24,3.3980159999999995E-2,1.8190259251200001,1.78504576512,63.038400000000003,0,0,0.34146532172803656,12.058753875015418,2.1604912468480366,76.297153875015425,18.311045138560477,646.6495203752005,0.33019999999999999,null,null,null,null,null,null,null,null,null,29,29,-28,-31,null,0.37641818181818187,34,9.7000000000000003E-2,10,0.24]
[12,304.79999999999995,1.0658958370909093E-2,0.37641818181818187,2.7467296E-3,9.7000000000000003E-2,6.7960319999999996E-3,1.2,0.24,3.3980159999999995E-2,1.8317911385600001,1.7978109785600001,63.489200000000004,0,0,0.33635923635203657,11.878433875015418,2.1681503749120368,76.567633875015431,16.150553891712441,570.3523665001851,0.30479999999999996,null,null,null,null,null,null,null,null,null,30,30,-29,-32,null,0.37895454545454543,35,9.9000000000000005E-2,11,0.248]
[11,279.39999999999998,1.0730780072727273E-2,0.37895454545454543,2.8033632000000002E-3,9.9000000000000005E-2,7.0225664000000002E-3,1.24,0.248,3.5112831999999997E-2,1.8450377375999998,1.8099249055999997,63.916999999999994,0,0,0.33106059673603666,11.691313875015421,2.1760983343360363,76.848313875015407,13.982403516800405,493.78473262516968,0.27939999999999998,null,null,null,null,null,null,null,null,null,31,31,-30,-33,null,0.38121818181818179,36,0.106,12,0.27200000000000002]
[10,254,1.079487901090909E-2,0.38121818181818179,3.0015808000000001E-3,0.106,7.7021696000000002E-3,1.36,0.27200000000000002,3.8510848E-2,1.8592471078399997,1.8207362598399996,64.298799999999986,0,0,0.32537684864003674,11.490593875015424,2.1846239564800363,77.149393875015406,11.806305182464367,416.93641875015425,0.254,null,null,null,null,null,null,null,null,null,32,32,-31,{"$f":"AI75-1","v":-34}]
[{"$f":"IF(AF80=0,0,IF(A76=\" \",\"\",A76-1))","v":9},228.6,0,0,0,0,0,0,0,0,0,0,0,0,0,1.0690756917760367,37.75411387501542,1.0690756917760367,37.75411387501542,9.6216812259843323,339.78702487513885,0.2286,null,null,null,null,null,null,null,null,null,33,33,-32,-35]
[{"$f":"IF(AF81=0,0,IF(A77=\" \",\"\",A77-1))","v":8},203.2,0,0,0,0,0,0,0,0,0,0,0,0,0,1.0690756917760367,37.75411387501542,1.0690756917760367,37.75411387501542,8.5526055342082952,302.03291100012342,0.20319999999999999,null,null,null,null,null,null,null,null,null,34,34,-33,-36]
[7,177.79999999999998,0,0,0,0,0,0,0,0,0,0,0,0,0,1.0690756917760367,37.75411387501542,1.0690756917760367,37.75411387501542,7.4835298424322581,264.27879712510799,0.17779999999999999,null,null,null,null,null,null,null,null,null,35,35,-34,{"$f":"AI78-1","v":-37}]
[6,152.39999999999998,0,0,0,0,0,0,0,0,0,0,0,0,0,1.0690756917760367,37.75411387501542,1.0690756917760367,37.75411387501542,6.4144541506562209,226.52468325009255,0.15239999999999998,null,null,null,null,null,null,null,null,null,36,36,-35,-38]
[5,127,0,0,0,0,0,0,0,0,0,0,0,0,0,1.0690756917760367,37.75411387501542,1.0690756917760367,37.75411387501542,5.3453784588801838,188.77056937507712,0.127,null,null,null,null,null,null,null,null,null,-1,37,-36,-39]
[4,101.6,0,0,0,0,0,0,0,0,0,0,0,0,0,1.0690756917760367,37.75411387501542,1.0690756917760367,37.75411387501542,4.2763027671041467,151.01645550006168,0.1016,null,null,null,null,null,null,null,null,null,-1,38,{"$f":"AH81-1","v":-37},-40]
[3,76.199999999999989,0,0,0,0,0,0,0,0,0,0,0,0,0,1.0690756917760367,37.75411387501542,1.0690756917760367,37.75411387501542,3.20722707532811,113.26234162504626,7.619999999999999E-2,null,null,null,null,null,null,null,null,null,-1,39,-38,-41]
[2,50.8,0,0,0,0,0,0,0,0,0,0,0,0,0,1.0690756917760367,37.75411387501542,1.0690756917760367,37.75411387501542,2.1381513835520733,75.508227750030841,5.0799999999999998E-2,null,null,null,null,null,null,null,null,null,-1,40,-39,-42]
[1,25.4,0,0,0,0,0,0,0,0,0,0,0,0,0,1.0690756917760367,37.75411387501542,1.0690756917760367,37.75411387501542,1.0690756917760367,37.75411387501542,2.5399999999999999E-2,null,null,null,null,null,null,null,null,null,-1,41,-40,-43]
[0,0,"","","",0,"","","","",0,"","","","","","","","",""," ","",null,null,null,null,null,null,null,null,null,-1,42,-41,-44]
[-1,-25.4,"","","","","","","","","","","","","","","","","",""," ","",null,null,null,null,null,null,null,null,null,{"$f":"IF(AND(AF86>=1,AF86<35),AF86+1,IF(AH87=0,1,IF(AF86=35,AF86+1,-1)))","v":-1},43,-42,-45]
[-2,-50.8,"","","","","","","","","","","","","","","","","",""," ","",null,null,null,null,null,null,null,null,null,{"$f":"IF(AND(AF87>=1,AF87<35),AF87+1,IF(AH88=0,1,IF(AF87=35,AF87+1,-1)))","v":-1},44,-43,-46]
[-3,-76.199999999999989,"","","","","","","","","","","","","","","","","",""," ","",null,null,null,null,null,null,null,null,null,-1,45,-44,-47]
[-4,-101.6,"","","","","","","","","","","","","","","","","",""," ","",null,null,null,null,null,null,null,null,null,-1,46,-45,-48]
[-5,-127,"","","","","","","","","","","","","","","","","",""," ","",null,null,null,null,null,null,null,null,null,-1,47,-46,-49]
[-6,-152.39999999999998,"","","","","","","","","","","","","","","","","",""," ","",null,null,null,null,null,null,null,null,null,-1,48,-47,-50]
[-7,-177.79999999999998,"",{"$f":"IF(A93<=0,\"\",IF(AF97>=1,LOOKUP(AF97,AL$28:AL$75,AK$28:AK$75),0))","v":""},"","","",{"$f":"IF(A93<=0,\"\",I93*$AB$46)","v":""},{"$f":"IF(A93<=0,\"\",IF(AF97>=1,LOOKUP(AF97,AL$28:AL$75,AO$28:AO$75),0))","v":""},"","","",{"$f":"IF(A93<=0,\"\",D93*$AB$45)","v":""},"",{"$f":"IF(A93<=0,\"\",F93*$AB$47)","v":""},"",{"$f":"IF(A93<=0,\"\",((AB$34*1/12)-M93-H93-O93)*AC$53)","v":""},"","",""," ","",null,null,null,null,null,null,null,null,null,-1,49,-48,-51]
[-8,{"$f":"A94*25.4","v":-203.2},{"$f":"IF(A94<=0,\"\",D94*0.0283168)","v":""},"",{"$f":"IF(A94<=0,\"\",F94*0.0283168)","v":""},{"$f":"IF(A94=0,0,IF(A94<0,\"\",IF(AF98>=25,LOOKUP(AF98,AL$64:AL$75,AM$64:AM$75),0)))","v":""},{"$f":"IF(A94<=0,\"\",I94*0.0283168)","v":""},"","",{"$f":"IF(A94<=0,\"\",H94*0.0283168)","v":""},{"$f":"IF(A94=0,0,IF(A94<0,\"\",J94+L94))","v":""},{"$f":"IF(A94<=0,\"\",M94*0.0283168)","v":""},"",{"$f":"IF(A94<=0,\"\",O94*0.0283168)","v":""},"",{"$f":"IF(A94<=0,\"\",Q94*0.0283168)","v":""},"",{"$f":"IF(A94<=0,\"\",S94*0.0283168)","v":""},{"$f":"IF(A94<=0,\"\",M94+Q94+O94+H94)","v":""},{"$f":"IF(A94<=0,\"\",U94*0.0283168)","v":""},{"$f":"IF(A94<=0,\" \",IF(A94=1,Q94,S94+U95))","v":" "},{"$f":"IF(A94<=0,\"\",N$23+B94/1000)","v":""},null,null,null,null,null,null,null,null,null,-1,50,-49,-52]
[-9,-228.6,"","","","","","","","","","","","","","","","","",""," ","",null,null,null,null,null,null,null,null,null,-1,51,-50,-53]
[-10,-254,"","","","","","","","","","","","","","","","","",""," ","",null,null,null,null,null,null,null,null,null,-1,52,-51,-54]
[-11,-279.39999999999998,"","","","","","","","","","","","","","","","","",""," ","",null,null,null,null,null,null,null,null,null,-1,53,-52,-55]
[-12,-304.79999999999995,"","","","","","","","","","","","","","","","","",""," ","",null,null,null,null,null,null,null,null,null,-1,54,{"$f":"AH97-1","v":-53},-56]
[-13,-330.2,"","","","","","","","","","","","","","","","","",""," ","",null,null,null,null,null,null,null,null,null,-1,55,-54,-57]
[-14,-355.59999999999997,"","","","","","","","","","","","","","","","","",""," ","",null,null,null,null,null,null,null,null,null,-1,56,-55,-58]
[-15,-381,"","","","","","","","","","","","","","","","","",""," ","",null,null,null,null,null,null,null,null,null,-1,57,-56,-59]
[-16,-406.4,"","","","","","","","","","","","","","","","","",""," ","",null,null,null,null,null,null,null,null,null,-1,{"$f":"IF(AG101>=1,AG101+1,IF(AH102=0,1,-1))","v":58},-57,-60]
[-17,-431.79999999999995,"","","","","","","","","","","","","","","","","",""," ","",null,null,null,null,null,null,null,null,null,-1,59,-58,-61]
[-18,-457.2,"","","","","","","","","","","","","","","","","",""," ","",null,null,null,null,null,null,null,null,null,-1,60,-59,-62]
[-19,-482.59999999999997,"","","","","","","","","","","","","","","","","",""," ","",null,null,null,null,null,null,null,null,null,-1,61,-60,-63]
[-20,-508,"","","","","","","","","","","","","","","","","",""," ","",null,null,null,null,null,null,null,null,null,-1,62,-61,-64]
[-21,-533.4,"","","","","","","","","","","","","","","","","",""," ","",null,null,null,null,null,null,null,null,null,-1,63,-62,-65]
[-22,-558.79999999999995,"","","","","","","","","","","","","","","","","",""," ","",null,null,null,null,null,null,null,null,null,-1,64,-63,-66]
[-23,-584.19999999999993,"","","","","","","","","","","","","","","","","",""," ","",null,null,null,null,null,null,null,null,null,-1,65,-64,-67]
[-24,-609.59999999999991,"","","","","","","","","","","","","","","","","",""," ","",null,null,null,null,null,null,null,null,null,-1,66,-65,-68]
[-25,-635,"","","","","","","","","","","","","","","","","",""," ","",null,null,null,null,null,null,null,null,null,-1,67,-66,-69]
[-26,-660.4,"","","","","","","","","","","","","","","","","",""," ","",null,null,null,null,null,null,null,null,null,-1,68,-67,-70]
[-27,-685.8,"","","","","","","","","","","","","","","","","",""," ","",null,null,null,null,null,null,null,null,null,-1,69,-68,-71]
[-28,-711.19999999999993,"","","","","","","","","","","","","","","","","",""," ","",null,null,null,null,null,null,null,null,null,-1,70,{"$f":"AH113-1","v":-69},-72]
[-29,-736.59999999999991,"","","","","","","","","","","","","","","","","",""," ","",null,null,null,null,null,null,null,null,null,-1,71,-70,-73]
[-30,-762,"","","","","","","","","","","","","","","","","",""," ","",null,null,null,null,null,null,null,null,null,-1,72,-71,-74]
[-31,-787.4,"","","","","","","","","","","","","","","","","",""," ","",null,null,null,null,null,null,null,null,null,-1,73,-72,-75]
[-32,-812.8,"","","","","","","","","","","","","","","","","",""," ","",null,null,null,null,null,null,null,null,null,-1,74,-73,-76]
[-33,-838.19999999999993,"","","","","","","","","","","","","","","","","",""," ","",null,null,null,null,null,null,null,null,null,-1,75,-74,-77]
[-34,-863.59999999999991,"","","","","","","","","","","","","","","","","",""," ","",null,null,null,null,null,null,null,null,null,-1,76,-75,-78]
[-35,-889,"","","","","","","","","","","","","","","","","",""," ","",null,null,null,null,null,null,null,null,null,-1,77,-76,-79]
[-36,-914.4,"","","","","","","","","","","","","","","","","",""," ","",null,null,null,null,null,null,null,null,null,-1,78,-77,-80]
[-37,-939.8,"","","","","","","","","","","","","","","","","",""," ","",null,null,null,null,null,null,null,null,null,-1,79,-78,-81]
[-38,-965.19999999999993,"","","","","","","","","","","","","","","","","",""," ","",null,null,null,null,null,null,null,null,null,-1,80,-79,-82]
[-39,-990.59999999999991,"","","","","","","","","","","","","","","","","",""," ","",null,null,null,null,null,null,null,null,null,-1,81,-80,-83]
[-40,-1016,"","","","","","","","","","","","","","","","","",""," ","",null,null,null,null,null,null,null,null,null,-1,82,-81,-84]
[-41,-1041.3999999999999,"","","","","","","","","","","","","","","","","",""," ","",null,null,null,null,null,null,null,null,null,-1,83,-82,-85]
[-42,-1066.8,"","","","","","","","","","","","","","","","","",""," ","",null,null,null,null,null,null,null,null,null,-1,84,-83,-86]
[-43,-1092.2,"","","","","","","","","","","","","","","","","",""," ","",null,null,null,null,null,null,null,null,null,-1,{"$f":"IF(AG128>=1,AG128+1,IF(AH129=0,1,-1))","v":85},{"$f":"AH128-1","v":-84},{"$f":"AI128-1","v":-87}]
[-44,-1117.5999999999999,"","","","","","","","","","","","","","","","","",""," ","",null,null,null,null,null,null,null,null,null,-1,{"$f":"IF(AG129>=1,AG129+1,IF(AH130=0,1,-1))","v":86},{"$f":"AH129-1","v":-85},-88]
[-45,-1143,"","","","","","","","","","","","","","","","","",""," ","",null,null,null,null,null,null,null,null,null,-1,87,-86,-89]
[-46,-1168.3999999999999,"","","","","","","","","","","","","","","","","",""," ","",null,null,null,null,null,null,null,null,null,-1,88,-87,-90]
[-47,-1193.8,"","","","","","","","","","","","","","","","","",""," ","",null,null,null,null,null,null,null,null,null,-1,89,-88,-91]
[-48,-1219.1999999999998,"","","","","","","","","","","","","","","","","",""," ","",null,null,null,null,null,null,null,null,null,-1,90,-89,-92]
[-49,-1244.5999999999999,"","","","","","","","","","","","","","","","","",""," ","",null,null,null,null,null,null,null,null,null,-1,91,-90,-93]
[-50,-1270,"","","","","","","","","","","","","","","","","",""," ","",null,null,null,null,null,null,null,null,null,-1,92,-91,-94]
[-51,-1295.3999999999999,"","","","","","","","","","","","","","","","","",""," ","",null,null,null,null,null,null,null,null,null,-1,93,-92,-95]
[-52,-1320.8,"","","","","","","","","","","","","","","","","",""," ","",null,null,null,null,null,null,null,null,null,-1,94,-93,-96]
[-53,-1346.1999999999998,"","","","","","","","","","","","","","","","","",""," ","",null,null,null,null,null,null,null,null,null,-1,95,-94,-97]
[-54,-1371.6,"","","","","","","","","","","","","","","","","",""," ","",null,null,null,null,null,null,null,null,null,-1,96,-95,-98]
[-55,-1397,"","","","","","","","","","","","","","","","","",""," ","",null,null,null,null,null,null,null,null,null,-1,97,-96,-99]
[{"$f":"IF(AF145=0,0,IF(A141=\" \",\"\",A141-1))","v":-56},-1422.3999999999999,"","","","","","","","","","","","","","","","","",""," ","",null,null,null,null,null,null,null,null,null,-1,98,-97,-100]
[-57,-1447.8,"","","","","","","","","","","","","","","","","",""," ","",null,null,null,null,null,null,null,null,null,-1,99,-98,-101]
[-58,-1473.1999999999998,"","","","","","","","","","","","","","","","","",""," ","",null,null,null,null,null,null,null,null,null,-1,100,-99,-102]
[-59,-1498.6,"","","","","","","","","","","","","","","","","",""," ","",null,null,null,null,null,null,null,null,null,-1,101,-100,-103]
[-60,-1524,"","","","","","","","","","","","","","","","","",""," ","",null,null,null,null,null,null,null,null,null,-1,102,{"$f":"AH145-1","v":-101},-104]
[-61,-1549.3999999999999,"","","","","","","","","","","","","","","","","",""," ","",null,null,null,null,null,null,null,null,null,-1,103,-102,-105]
[-62,-1574.8,"","","","","","","","","","","","","","","","","",""," ","",null,null,null,null,null,null,null,null,null,-1,104,-103,-106]
[-63,-1600.1999999999998,"","","","","","","","","","","","","","","","","",""," ","",null,null,null,null,null,null,null,null,null,-1,105,-104,-107]
[-64,-1625.6,"","","","","","","","","","","","","","","","","",""," ","",null,null,null,null,null,null,null,null,null,-1,106,-105,-108]
[-65,-1651,"","","","","","","","","","","","","","","","","",""," ","",null,null,null,null,null,null,null,null,null,-1,107,-106,-109]
[-66,-1676.3999999999999,"","","","","","","","","","","","","","","","","",""," ","",null,null,null,null,null,null,null,null,null,{"$f":"IF(AND(AF151>=1,AF151<35),AF151+1,IF(AH152=0,1,IF(AF151=35,AF151+1,-1)))","v":-1},108,-107,-110]
[-67,-1701.8,"","","","","","","","","","","","","","","","","",""," ","",null,null,null,null,null,null,null,null,null,-1,109,-108,-111]
[-68,-1727.1999999999998,"","","","","","","","","","","","","","","","","",""," ","",null,null,null,null,null,null,null,null,null,-1,110,-109,-112]
[-69,-1752.6,"","","","","","","","","","","","","","","","","",""," ","",null,null,null,null,null,null,null,null,null,-1,111,-110,-113]
[-70,-1778,"","","","","","","","","","","","","","","","","",""," ","",null,null,null,null,null,null,null,null,null,-1,112,-111,-114]
[-71,-1803.3999999999999,"",{"$f":"IF(A157<=0,\"\",IF(AF161>=1,LOOKUP(AF161,AL$28:AL$75,AK$28:AK$75),0))","v":""},"","","",{"$f":"IF(A157<=0,\"\",I157*$AB$46)","v":""},{"$f":"IF(A157<=0,\"\",IF(AF161>=1,LOOKUP(AF161,AL$28:AL$75,AO$28:AO$75),0))","v":""},"","","",{"$f":"IF(A157<=0,\"\",D157*$AB$45)","v":""},"",{"$f":"IF(A157<=0,\"\",F157*$AB$47)","v":""},"",{"$f":"IF(A157<=0,\"\",((AB$34*1/12)-M157-H157-O157)*AC$53)","v":""},"","",""," ","",null,null,null,null,null,null,null,null,null,-1,113,-112,-115]
[-72,{"$f":"A158*25.4","v":-1828.8},{"$f":"IF(A158<=0,\"\",D158*0.0283168)","v":""},"",{"$f":"IF(A158<=0,\"\",F158*0.0283168)","v":""},{"$f":"IF(A158=0,0,IF(A158<0,\"\",IF(AF162>=25,LOOKUP(AF162,AL$64:AL$75,AM$64:AM$75),0)))","v":""},{"$f":"IF(A158<=0,\"\",I158*0.0283168)","v":""},"","",{"$f":"IF(A158<=0,\"\",H158*0.0283168)","v":""},{"$f":"IF(A158=0,0,IF(A158<0,\"\",J158+L158))","v":""},{"$f":"IF(A158<=0,\"\",M158*0.0283168)","v":""},"",{"$f":"IF(A158<=0,\"\",O158*0.0283168)","v":""},"",{"$f":"IF(A158<=0,\"\",Q158*0.0283168)","v":""},"",{"$f":"IF(A158<=0,\"\",S158*0.0283168)","v":""},{"$f":"IF(A158<=0,\"\",M158+Q158+O158+H158)","v":""},{"$f":"IF(A158<=0,\"\",U158*0.0283168)","v":""},{"$f":"IF(A158<=0,\" \",IF(A158=1,Q158,S158+U159))","v":" "},{"$f":"IF(A158<=0,\"\",N$23+B158/1000)","v":""},null,null,null,null,null,null,null,null,null,-1,114,-113,-116]
[-73,-1854.1999999999998,"","","","","","","","","","","","","","","","","",""," ","",null,null,null,null,null,null,null,null,null,-1,115,-114,-117]
[-74,-1879.6,"","","","","","","","","","","","","","","","","",""," ","",null,null,null,null,null,null,null,null,null,-1,116,-115,-118]
[-75,-1905,"","","","","","","","","","","","","","","","","",""," ","",null,null,null,null,null,null,null,null,null,-1,117,-116,-119]
[-76,-1930.3999999999999,"","","","","","","","","","","","","","","","","",""," ","",null,null,null,null,null,null,null,null,null,-1,118,{"$f":"AH161-1","v":-117},-120]
[-77,-1955.8,"","","","","","","","","","","","","","","","","",""," ","",null,null,null,null,null,null,null,null,null,-1,119,-118,-121]
[-78,-1981.1999999999998,"","","","","","","","","","","","","","","","","",""," ","",null,null,null,null,null,null,null,null,null,-1,120,-119,-122]
[-79,-2006.6,"","","","","","","","","","","","","","","","","",""," ","",null,null,null,null,null,null,null,null,null,-1,121,-120,-123]
[-80,-2032,"","","","","","","","","","","","","","","","","",""," ","",null,null,null,null,null,null,null,null,null,-1,122,-121,-124]
[-81,-2057.4,"","","","","","","","","","","","","","","","","",""," ","",null,null,null,null,null,null,null,null,null,-1,123,-122,-125]
[-82,-2082.7999999999997,"","","","","","","","","","","","","","","","","",""," ","",null,null,null,null,null,null,null,null,null,-1,{"$f":"IF(AG167>=1,AG167+1,IF(AH168=0,1,-1))","v":124},{"$f":"AH167-1","v":-123},{"$f":"AI167-1","v":-126}]
[-83,-2108.1999999999998,"","","","","","","","","","","","","","","","","",""," ","",null,null,null,null,null,null,null,null,null,-1,{"$f":"IF(AG168>=1,AG168+1,IF(AH169=0,1,-1))","v":125},{"$f":"AH168-1","v":-124},-127]
[-84,-2133.6,"","","","","","","","","","","","","","","","","",""," ","",null,null,null,null,null,null,null,null,null,-1,126,-125,-128]
[-85,-2159,"","","","","","","","","","","","","","","","","",""," ","",null,null,null,null,null,null,null,null,null,-1,127,-126,-129]
[-86,-2184.4,"","","","","","","","","","","","","","","","","",""," ","",null,null,null,null,null,null,null,null,null,-1,128,-127,-130]
[-87,-2209.7999999999997,"","","","","","","","","","","","","","","","","",""," ","",null,null,null,null,null,null,null,null,null,-1,129,-128,-131]
[-88,-2235.1999999999998,"","","","","","","","","","","","","","","","","",""," ","",null,null,null,null,null,null,null,null,null,-1,130,-129,-132]
[-89,-2260.6,"","","","","","","","","","","","","","","","","",""," ","",null,null,null,null,null,null,null,null,null,-1,131,-130,-133]
[-90,-2286,"","","","","","","","","","","","","","","","","",""," ","",null,null,null,null,null,null,null,null,null,-1,132,-131,-134]
[-91,-2311.4,"","","","","","","","","","","","","","","","","",""," ","",null,null,null,null,null,null,null,null,null,-1,133,-132,-135]
[-92,-2336.7999999999997,"","","","","","","","","","","","","","","","","",""," ","",null,null,null,null,null,null,null,null,null,-1,134,-133,-136]
[-93,-2362.1999999999998,"","","","","","","","","","","","","","","","","",""," ","",null,null,null,null,null,null,null,null,null,-1,135,-134,-137]
[-94,-2387.6,"","","","","","","","","","","","","","","","","",""," ","",null,null,null,null,null,null,null,null,null,-1,136,-135,-138]
[-95,-2413,"","","","","","","","","","","","","","","","","",""," ","",null,null,null,null,null,null,null,null,null,-1,137,-136,-139]
[-96,-2438.3999999999996,"","","","","","","","","","","","","","","","","",""," ","",null,null,null,null,null,null,null,null,null,-1,138,-137,-140]
[-97,-2463.7999999999997,"","","","","","","","","","","","","","","","","",""," ","",null,null,null,null,null,null,null,null,null,-1,139,-138,-141]
[-98,-2489.1999999999998,"","","","","","","","","","","","","","","","","",""," ","",null,null,null,null,null,null,null,null,null,-1,140,-139,-142]
[-99,-2514.6,"","","","","","","","","","","","","","","","","",""," ","",null,null,null,null,null,null,null,null,null,-1,141,{"$f":"AH184-1","v":-140},-143]
[-100,-2540,"","","","","","","","","","","","","","","","","",""," ","",null,null,null,null,null,null,null,null,null,-1,142,-141,-144]
[-101,-2565.3999999999996,"","","","","","","","","","","","","","","","","",""," ","",null,null,null,null,null,null,null,null,null,-1,143,-142,-145]
[-102,-2590.7999999999997,"","","","","","","","","","","","","","","","","",""," ","",null,null,null,null,null,null,null,null,null,-1,144,-143,-146]
[-103,-2616.1999999999998,"","","","","","","","","","","","","","","","","",""," ","",null,null,null,null,null,null,null,null,null,-1,145,-144,-147]
[-104,-2641.6,"","","","","","","","","","","","","","","","","",""," ","",null,null,null,null,null,null,null,null,null,-1,146,-145,-148]
[-105,-2667,"","","","","","","","","","","","","","","","","",""," ","",null,null,null,null,null,null,null,null,null,-1,147,-146,-149]
[-106,-2692.3999999999996,"","","","","","","","","","","","","","","","","",""," ","",null,null,null,null,null,null,null,null,null,-1,148,-147,-150]
[-107,-2717.7999999999997,"","","","","","","","","","","","","","","","","",""," ","",null,null,null,null,null,null,null,null,null,-1,149,-148,-151]
[-108,-2743.2,"","","","","","","","","","","","","","","","","",""," ","",null,null,null,null,null,null,null,null,null,-1,150,-149,-152]
[-109,-2768.6,"","","","","","","","","","","","","","","","","",""," ","",null,null,null,null,null,null,null,null,null,-1,151,-150,-153]
[-110,-2794,"","","","","","","","","","","","","","","","","",""," ","",null,null,null,null,null,null,null,null,null,-1,152,-151,-154]
[-111,-2819.3999999999996,"","","","","","","","","","","","","","","","","",""," ","",null,null,null,null,null,null,null,null,null,-1,153,-152,-155]
[-112,-2844.7999999999997,"","","","","","","","","","","","","","","","","",""," ","",null,null,null,null,null,null,null,null,null,-1,154,-153,-156]
[-113,-2870.2,"","","","","","","","","","","","","","","","","",""," ","",null,null,null,null,null,null,null,null,null,-1,155,-154,-157]
[-114,-2895.6,"","","","","","","","","","","","","","","","","",""," ","",null,null,null,null,null,null,null,null,null,-1,156,-155,-158]
[-115,-2921,"","","","","","","","","","","","","","","","","",""," ","",null,null,null,null,null,null,null,null,null,-1,157,{"$f":"AH200-1","v":-156},-159]
[-116,-2946.3999999999996,"","","","","","","","","","","","","","","","","",""," ","",null,null,null,null,null,null,null,null,null,-1,158,-157,-160]
[-117,-2971.7999999999997,"","","","","","","","","","","","","","","","","",""," ","",null,null,null,null,null,null,null,null,null,-1,159,-158,-161]
[-118,-2997.2,"","","","","","","","","","","","","","","","","",""," ","",null,null,null,null,null,null,null,null,null,-1,160,-159,-162]
[-119,-3022.6,"","","","","","","","","","","","","","","","","",""," ","",null,null,null,null,null,null,null,null,null,-1,161,-160,-163]
[{"$f":"IF(AF209=0,0,IF(A205=\" \",\"\",A205-1))","v":-120},-3048,"","","","","","","","","","","","","","","","","",""," ","",null,null,null,null,null,null,null,null,null,-1,162,-161,-164]
[-121,-3073.3999999999996,"","","","","","","","","","","","","","","","","",""," ","",null,null,null,null,null,null,null,null,null,-1,163,-162,-165]
[-122,-3098.7999999999997,"","","","","","","","","","","","","","","","","",""," ","",null,null,null,null,null,null,null,null,null,-1,164,-163,-166]
[-123,-3124.2,"","","","","","","","","","","","","","","","","",""," ","",null,null,null,null,null,null,null,null,null,-1,165,-164,-167]
[-124,-3149.6,"","","","","","","","","","","","","","","","","",""," ","",null,null,null,null,null,null,null,null,null,-1,166,-165,-168]
[-125,-3175,"","","","","","","","","","","","","","","","","",""," ","",null,null,null,null,null,null,null,null,null,-1,167,-166,-169]
[-126,-3200.3999999999996,"","","","","","","","","","","","","","","","","",""," ","",null,null,null,null,null,null,null,null,null,-1,168,-167,-170]
[-127,-3225.7999999999997,"","","","","","","","","","","","","","","","","",""," ","",null,null,null,null,null,null,null,null,null,-1,169,-168,-171]
[-128,-3251.2,"","","","","","","","","","","","","","","","","",""," ","",null,null,null,null,null,null,null,null,null,-1,170,-169,-172]
[-129,-3276.6,"","","","","","","","","","","","","","","","","",""," ","",null,null,null,null,null,null,null,null,null,-1,171,-170,-173]
[-130,-3302,"","","","","","","","","","","","","","","","","",""," ","",null,null,null,null,null,null,null,null,null,{"$f":"IF(AND(AF215>=1,AF215<35),AF215+1,IF(AH216=0,1,IF(AF215=35,AF215+1,-1)))","v":-1},172,-171,-174]
[-131,-3327.3999999999996,"","","","","","","","","","","","","","","","","",""," ","",null,null,null,null,null,null,null,null,null,-1,173,{"$f":"AH216-1","v":-172},-175]
[-132,-3352.7999999999997,"","","","","","","","","","","","","","","","","",""," ","",null,null,null,null,null,null,null,null,null,-1,174,-173,-176]
[-133,-3378.2,"","","","","","","","","","","","","","","","","",""," ","",null,null,null,null,null,null,null,null,null,-1,175,-174,-177]
[-134,-3403.6,"","","","","","","","","","","","","","","","","",""," ","",null,null,null,null,null,null,null,null,null,-1,176,-175,-178]
[-135,-3429,"",{"$f":"IF(A221<=0,\"\",IF(AF225>=1,LOOKUP(AF225,AL$28:AL$75,AK$28:AK$75),0))","v":""},"","","",{"$f":"IF(A221<=0,\"\",I221*$AB$46)","v":""},{"$f":"IF(A221<=0,\"\",IF(AF225>=1,LOOKUP(AF225,AL$28:AL$75,AO$28:AO$75),0))","v":""},"","","",{"$f":"IF(A221<=0,\"\",D221*$AB$45)","v":""},"",{"$f":"IF(A221<=0,\"\",F221*$AB$47)","v":""},"",{"$f":"IF(A221<=0,\"\",((AB$34*1/12)-M221-H221-O221)*AC$53)","v":""},"","",""," ","",null,null,null,null,null,null,null,null,null,-1,177,-176,-179]
[-136,{"$f":"A222*25.4","v":-3454.3999999999996},{"$f":"IF(A222<=0,\"\",D222*0.0283168)","v":""},"",{"$f":"IF(A222<=0,\"\",F222*0.0283168)","v":""},{"$f":"IF(A222=0,0,IF(A222<0,\"\",IF(AF226>=25,LOOKUP(AF226,AL$64:AL$75,AM$64:AM$75),0)))","v":""},{"$f":"IF(A222<=0,\"\",I222*0.0283168)","v":""},"","",{"$f":"IF(A222<=0,\"\",H222*0.0283168)","v":""},{"$f":"IF(A222=0,0,IF(A222<0,\"\",J222+L222))","v":""},{"$f":"IF(A222<=0,\"\",M222*0.0283168)","v":""},"",{"$f":"IF(A222<=0,\"\",O222*0.0283168)","v":""},"",{"$f":"IF(A222<=0,\"\",Q222*0.0283168)","v":""},"",{"$f":"IF(A222<=0,\"\",S222*0.0283168)","v":""},{"$f":"IF(A222<=0,\"\",M222+Q222+O222+H222)","v":""},{"$f":"IF(A222<=0,\"\",U222*0.0283168)","v":""},{"$f":"IF(A222<=0,\" \",IF(A222=1,Q222,S222+U223))","v":" "},{"$f":"IF(A222<=0,\"\",N$23+B222/1000)","v":""},null,null,null,null,null,null,null,null,null,-1,178,-177,-180]
[-137,-3479.7999999999997,"","","","","","","","","","","","","","","","","",""," ","",null,null,null,null,null,null,null,null,null,-1,179,-178,-181]
[-138,-3505.2,"","","","","","","","","","","","","","","","","",""," ","",null,null,null,null,null,null,null,null,null,-1,180,-179,-182]
[-139,-3530.6,"","","","","","","","","","","","","","","","","",""," ","",null,null,null,null,null,null,null,null,null,-1,181,-180,-183]
[-140,-3556,"","","","","","","","","","","","","","","","","",""," ","",null,null,null,null,null,null,null,null,null,-1,182,-181,-184]
[-141,-3581.3999999999996,"","","","","","","","","","","","","","","","","",""," ","",null,null,null,null,null,null,null,null,null,-1,183,-182,-185]
[-142,-3606.7999999999997,"","","","","","","","","","","","","","","","","",""," ","",null,null,null,null,null,null,null,null,null,-1,184,-183,-186]
[-143,-3632.2,"","","","","","","","","","","","","","","","","",""," ","",null,null,null,null,null,null,null,null,null,-1,185,-184,-187]
[-144,-3657.6,"","","","","","","","","","","","","","","","","",""," ","",null,null,null,null,null,null,null,null,null,-1,186,-185,-188]
[-145,-3683,"","","","","","","","","","","","","","","","","",""," ","",null,null,null,null,null,null,null,null,null,-1,187,-186,-189]
[-146,-3708.3999999999996,"","","","","","","","","","","","","","","","","",""," ","",null,null,null,null,null,null,null,null,null,-1,188,-187,-190]
[-147,-3733.7999999999997,"","","","","","","","","","","","","","","","","",""," ","",null,null,null,null,null,null,null,null,null,-1,{"$f":"IF(AG232>=1,AG232+1,IF(AH233=0,1,-1))","v":189},{"$f":"AH232-1","v":-188},-191]
[-148,null,null,null,null,"",null,null,null,null,null,null,null,null,null,"",null,null,null,null,null,null,null,null,null,null,null,null,null,null,null,-1,190,-189,-192]
[{"$f":"IF(AF238=0,0,IF(A234=\" \",\"\",A234-1))","v":-149},null,null,null,null,"",null,null,null,null,null,null,null,null,null,"",null,null,null,null,null,null,null,null,null,null,null,null,null,null,null,-1,191,-190,-193]
[{"$f":"IF(AF239=0,0,IF(A235=\" \",\"\",A235-1))","v":-150},null,null,null,null,"",null,null,null,null,null,null,null,null,null,"",null,null,null,null,null,null,null,null,null,null,null,null,null,null,null,-1,192,-191,-194]
[-151,null,null,null,null,"",null,null,null,null,null,null,null,null,null,"",null,null,null,null,null,null,null,null,null,null,null,null,null,null,null,-1,193,-192,-195]
[-152,null,null,null,null,"",null,null,null,null,null,null,null,null,null,"",null,null,null,null,null,null,null,null,null,null,null,null,null,null,null,-1,194,-193,-196]
[-153,null,null,null,null,"",null,null,null,null,null,null,null,null,null,"",null,null,null,null,null,null,null,null,null,null,null,null,null,null,null,-1,195,-194,-197]
[-154,null,null,null,null,"",null,null,null,null,null,null,null,null,null,"",null,null,null,null,null,null,null,null,null,null,null,null,null,null,null,-1,196,-195,-198]
[-155,null,null,null,null,"",null,null,null,null,null,null,null,null,null,"",null,null,null,null,null,null,null,null,null,null,null,null,null,null,null,-1,197,-196,-199]
[-156,null,null,null,null,"",null,null,null,null,null,null,null,null,null,"",null,null,null,null,null,null,null,null,null,null,null,null,null,null,null,-1,198,-197,-200]
[-157,null,null,null,null,"",null,null,null,null,null,null,null,null,null,"",null,null,null,null,null,null,null,null,null,null,null,null,null,null,null,-1,199,-198,-201]
[-158,null,null,null,null,"",null,null,null,null,null,null,null,null,null,"",null,null,null,null,null,null,null,null,null,null,null,null,null,null,null,-1,200,-199,-202]
[-159,null,null,null,null,"",null,null,null,null,null,null,null,null,null,"",null,null,null,null,null,null,null,null,null,null,null,null,null,null,null,-1,201,-200,-203]
[-160,null,null,null,null,"",null,null,null,null,null,null,null,null,null,"",null,null,null,null,null,null,null,null,null,null,null,null,null,null,null,-1,202,-201,-204]
[-161,null,null,null,null,"",null,null,null,null,null,null,null,null,null,"",null,null,null,null,null,null,null,null,null,null,null,null,null,null,null,-1,203,-202,-205]
[-162,null,null,null,null,"",null,null,null,null,null,null,null,null,null,"",null,null,null,null,null,null,null,null,null,null,null,null,null,null,null,-1,204,-203,-206]
[-163,null,null,null,null,"",null,null,null,null,null,null,null,null,null,"",null,null,null,null,null,null,null,null,null,null,null,null,null,null,null,-1,205,{"$f":"AH248-1","v":-204},-207]
[-164,null,null,null,null,"",null,null,null,null,null,null,null,null,null,"",null,null,null,null,null,null,null,null,null,null,null,null,null,null,null,-1,206,-205,-208]
[-165,null,null,null,null,"",null,null,null,null,null,null,null,null,null,null,null,null,null,null,null,null,null,null,null,null,null,null,null,null,null,-1,207,-206,-209]
[-166,null,null,null,null,"",null,null,null,null,null,null,null,null,null,null,null,null,null,null,null,null,null,null,null,null,null,null,null,null,null,-1,208,-207,-210]
[-167,null,null,null,null,"",null,null,null,null,null,null,null,null,null,null,null,null,null,null,null,null,null,null,null,null,null,null,null,null,null,-1,209,-208,-211]
[-168,null,null,null,null,"",null,null,null,null,null,null,null,null,null,null,null,null,null,null,null,null,null,null,null,null,null,null,null,null,null,-1,210,-209,-212]
[-169,null,null,null,null,"",null,null,null,null,null,null,null,null,null,null,null,null,null,null,null,null,null,null,null,null,null,null,null,null,null,-1,211,-210,-213]
[-170,null,null,null,null,"",null,null,null,null,null,null,null,null,null,null,null,null,null,null,null,null,null,null,null,null,null,null,null,null,null,-1,212,-211,-214]
[-171,null,null,null,null,"",null,null,null,null,null,null,null,null,null,null,null,null,null,null,null,null,null,null,null,null,null,null,null,null,null,-1,213,-212,-215]
[-172,null,null,null,null,"",null,null,null,null,null,null,null,null,null,null,null,null,null,null,null,null,null,null,null,null,null,null,null,null,null,-1,214,-213,-216]
[-173,null,null,null,null,"",null,null,null,null,null,null,null,null,null,null,null,null,null,null,null,null,null,null,null,null,null,null,null,null,null,-1,215,-214,-217]
[-174,null,null,null,null,"",null,null,null,null,null,null,null,null,null,null,null,null,null,null,null,null,null,null,null,null,null,null,null,null,null,-1,216,-215,-218]
[-175,null,null,null,null,"",null,null,null,null,null,null,null,null,null,null,null,null,null,null,null,null,null,null,null,null,null,null,null,null,null,-1,217,-216,-219]
[-176,null,null,null,null,"",null,null,null,null,null,null,null,null,null,null,null,null,null,null,null,null,null,null,null,null,null,null,null,null,null,-1,218,-217,-220]
[-177,null,null,null,null,"",null,null,null,null,null,null,null,null,null,null,null,null,null,null,null,null,null,null,null,null,null,null,null,null,null,-1,219,-218,-221]
[-178,null,null,null,null,"",null,null,null,null,null,null,null,null,null,null,null,null,null,null,null,null,null,null,null,null,null,null,null,null,null,-1,220,-219,-222]
[-179,null,null,null,null,"",null,null,null,null,null,null,null,null,null,null,null,null,null,null,null,null,null,null,null,null,null,null,null,null,null,-1,221,{"$f":"AH264-1","v":-220},-223]
[-180,null,null,null,null,"",null,null,null,null,null,null,null,null,null,null,null,null,null,null,null,null,null,null,null,null,null,null,null,null,null,-1,222,-221,-224]
[-181,null,null,null,null,"",null,null,null,null,null,null,null,null,null,null,null,null,null,null,null,null,null,null,null,null,null,null,null,null,null,-1,223,-222,-225]
[-182,null,null,null,null,"",null,null,null,null,null,null,null,null,null,null,null,null,null,null,null,null,null,null,null,null,null,null,null,null,null,-1,224,-223,-226]
[{"$f":"IF(AF272=0,0,IF(A268=\" \",\"\",A268-1))","v":-183},null,null,null,null,"",null,null,null,null,null,null,null,null,null,null,null,null,null,null,null,null,null,null,null,null,null,null,null,null,null,-1,225,-224,-227]
[{"$f":"IF(AF273=0,0,IF(A269=\" \",\"\",A269-1))","v":-184},null,null,null,null,"",null,null,null,null,null,null,null,null,null,null,null,null,null,null,null,null,null,null,null,null,null,null,null,null,null,-1,226,-225,-228]
[-185,null,null,null,null,"",null,null,null,null,null,null,null,null,null,null,null,null,null,null,null,null,null,null,null,null,null,null,null,null,null,-1,227,-226,-229]
[-186,null,null,null,null,"",null,null,null,null,null,null,null,null,null,null,null,null,null,null,null,null,null,null,null,null,null,null,null,null,null,-1,228,-227,-230]
[-187,null,null,null,null,"",null,null,null,null,null,null,null,null,null,null,null,null,null,null,null,null,null,null,null,null,null,null,null,null,null,-1,229,-228,-231]
[-188,null,null,null,null,"",null,null,null,null,null,null,null,null,null,null,null,null,null,null,null,null,null,null,null,null,null,null,null,null,null,-1,230,-229,-232]
[-189,null,null,null,null,"",null,null,null,null,null,null,null,null,null,null,null,null,null,null,null,null,null,null,null,null,null,null,null,null,null,-1,231,-230,-233]
[-190,null,null,null,null,"",null,null,null,null,null,null,null,null,null,null,null,null,null,null,null,null,null,null,null,null,null,null,null,null,null,-1,232,-231,-234]
[-191,null,null,null,null,"",null,null,null,null,null,null,null,null,null,null,null,null,null,null,null,null,null,null,null,null,null,null,null,null,null,-1,233,-232,-235]
[-192,null,null,null,null,"",null,null,null,null,null,null,null,null,null,null,null,null,null,null,null,null,null,null,null,null,null,null,null,null,null,-1,234,-233,-236]
[-193,null,null,null,null,"",null,null,null,null,null,null,null,null,null,null,null,null,null,null,null,null,null,null,null,null,null,null,null,null,null,-1,235,-234,-237]
[-194,null,null,null,null,"",null,null,null,null,null,null,null,null,null,null,null,null,null,null,null,null,null,null,null,null,null,null,null,null,null,{"$f":"IF(AND(AF279>=1,AF279<35),AF279+1,IF(AH280=0,1,IF(AF279=35,AF279+1,-1)))","v":-1},236,-235,-238]
[{"$f":"IF(AF284=0,0,IF(A280=\" \",\"\",A280-1))","v":-195},null,null,null,null,"",null,null,null,null,null,null,null,null,null,null,null,null,null,null,null,null,null,null,null,null,null,null,null,null,null,-1,237,{"$f":"AH280-1","v":-236},-239]
[{"$f":"IF(AF285=0,0,IF(A281=\" \",\"\",A281-1))","v":-196},null,null,null,null,"",null,null,null,null,null,null,null,null,null,null,null,null,null,null,null,null,null,null,null,null,null,null,null,null,null,-1,238,-237,-240]
[-197,null,null,null,null,"",null,null,null,null,null,null,null,null,null,null,null,null,null,null,null,null,null,null,null,null,null,null,null,null,null,-1,239,-238,-241]
[-198,null,null,null,null,"",null,null,null,null,null,null,null,null,null,null,null,null,null,null,null,null,null,null,null,null,null,null,null,null,null,-1,240,-239,-242]
[-199,null,null,null,null,"",null,null,null,null,null,null,null,null,null,null,null,null,null,null,null,null,null,null,null,null,null,null,null,null,null,-1,241,-240,-243]
[-200,null,null,null,null,{"$f":"IF(A286=0,0,IF(A286<0,\"\",IF(AF290>=25,LOOKUP(AF290,AL$64:AL$75,AM$64:AM$75),0)))","v":""},null,null,null,null,null,null,null,null,null,null,null,null,null,null,null,null,null,null,null,null,null,null,null,null,null,-1,242,-241,-244]
[-201,null,null,null,null,"",null,null,null,null,null,null,null,null,null,null,null,null,null,null,null,null,null,null,null,null,null,null,null,null,null,-1,243,-242,-245]
[-202,null,null,null,null,"",null,null,null,null,null,null,null,null,null,null,null,null,null,null,null,null,null,null,null,null,null,null,null,null,null,-1,244,-243,-246]
[-203,null,null,null,null,"",null,null,null,null,null,null,null,null,null,null,null,null,null,null,null,null,null,null,null,null,null,null,null,null,null,-1,245,-244,-247]
[-204,null,null,null,null,"",null,null,null,null,null,null,null,null,null,null,null,null,null,null,null,null,null,null,null,null,null,null,null,null,null,-1,246,-245,-248]
[-205,null,null,null,null,"",null,null,null,null,null,null,null,null,null,null,null,null,null,null,null,null,null,null,null,null,null,null,null,null,null,-1,247,-246,-249]
[-206,null,null,null,null,"",null,null,null,null,null,null,null,null,null,null,null,null,null,null,null,null,null,null,null,null,null,null,null,null,null,-1,248,-247,-250]
[-207,null,null,null,null,"",null,null,null,null,null,null,null,null,null,null,null,null,null,null,null,null,null,null,null,null,null,null,null,null,null,-1,249,-248,-251]
[-208,null,null,null,null,"",null,null,null,null,null,null,null,null,null,null,null,null,null,null,null,null,null,null,null,null,null,null,null,null,null,-1,250,-249,-252]
[-209,null,null,null,null,"",null,null,null,null,null,null,null,null,null,null,null,null,null,null,null,null,null,null,null,null,null,null,null,null,null,-1,251,-250,-253]
[-210,null,null,null,null,"",null,null,null,null,null,null,null,null,null,null,null,null,null,null,null,null,null,null,null,null,null,null,null,null,null,-1,252,-251,-254]
[-211,null,null,null,null,"",null,null,null,null,null,null,null,null,null,null,null,null,null,null,null,null,null,null,null,null,null,null,null,null,null,-1,{"$f":"IF(AG296>=1,AG296+1,IF(AH297=0,1,-1))","v":253},{"$f":"AH296-1","v":-252},-255]
[-212,null,null,null,null,"",null,null,null,null,null,null,null,null,null,null,null,null,null,null,null,null,null,null,null,null,null,null,null,null,null,-1,254,-253,-256]
[-213,null,null,null,null,"",null,null,null,null,null,null,null,null,null,null,null,null,null,null,null,null,null,null,null,null,null,null,null,null,null,-1,255,-254,-257]
[-214,null,null,null,null,"",null,null,null,null,null,null,null,null,null,null,null,null,null,null,null,null,null,null,null,null,null,null,null,null,null,-1,256,-255,-258]
[-215,null,null,null,null,"",null,null,null,null,null,null,null,null,null,null,null,null,null,null,null,null,null,null,null,null,null,null,null,null,null,-1,257,-256,-259]
[-216,null,null,null,null,"",null,null,null,null,null,null,null,null,null,null,null,null,null,null,null,null,null,null,null,null,null,null,null,null,null,-1,258,-257,-260]
[-217,null,null,null,null,"",null,null,null,null,null,null,null,null,null,null,null,null,null,null,null,null,null,null,null,null,null,null,null,null,null,-1,259,-258,-261]
[-218,null,null,null,null,"",null,null,null,null,null,null,null,null,null,null,null,null,null,null,null,null,null,null,null,null,null,null,null,null,null,-1,260,-259,-262]
[-219,null,null,null,null,"",null,null,null,null,null,null,null,null,null,null,null,null,null,null,null,null,null,null,null,null,null,null,null,null,null,-1,261,-260,-263]
[-220,null,null,null,null,"",null,null,null,null,null,null,null,null,null,null,null,null,null,null,null,null,null,null,null,null,null,null,null,null,null,-1,262,-261,-264]
[-221,null,null,null,null,"",null,null,null,null,null,null,null,null,null,null,null,null,null,null,null,null,null,null,null,null,null,null,null,null,null,-1,263,-262,-265]
[-222,null,null,null,null,"",null,null,null,null,null,null,null,null,null,null,null,null,null,null,null,null,null,null,null,null,null,null,null,null,null,-1,264,-263,-266]
[-223,null,null,null,null,"",null,null,null,null,null,null,null,null,null,null,null,null,null,null,null,null,null,null,null,null,null,null,null,null,null,-1,265,-264,-267]
[-224,null,null,null,null,"",null,null,null,null,null,null,null,null,null,null,null,null,null,null,null,null,null,null,null,null,null,null,null,null,null,-1,266,-265,-268]
[{"$f":"IF(AF314=0,0,IF(A310=\" \",\"\",A310-1))","v":-225},null,null,null,null,"",null,null,null,null,null,null,null,null,null,null,null,null,null,null,null,null,null,null,null,null,null,null,null,null,null,-1,267,-266,-269]
[-226,null,null,null,null,"",null,null,null,null,null,null,null,null,null,null,null,null,null,null,null,null,null,null,null,null,null,null,null,null,null,-1,268,-267,-270]
[-227,null,null,null,null,"",null,null,null,null,null,null,null,null,null,null,null,null,null,null,null,null,null,null,null,null,null,null,null,null,null,-1,269,{"$f":"AH312-1","v":-268},-271]
[-228,null,null,null,null,"",null,null,null,null,null,null,null,null,null,null,null,null,null,null,null,null,null,null,null,null,null,null,null,null,null,-1,270,-269,-272]
[-229,null,null,null,null,"",null,null,null,null,null,null,null,null,null,null,null,null,null,null,null,null,null,null,null,null,null,null,null,null,null,-1,271,-270,-273]
[-230,null,null,null,null,"",null,null,null,null,null,null,null,null,null,null,null,null,null,null,null,null,null,null,null,null,null,null,null,null,null,-1,272,-271,-274]
[-231,null,null,null,null,"",null,null,null,null,null,null,null,null,null,null,null,null,null,null,null,null,null,null,null,null,null,null,null,null,null,-1,273,-272,-275]
[-232,null,null,null,null,"",null,null,null,null,null,null,null,null,null,null,null,null,null,null,null,null,null,null,null,null,null,null,null,null,null,-1,274,-273,-276]
[{"$f":"IF(AF322=0,0,IF(A318=\" \",\"\",A318-1))","v":-233},null,null,null,null,"",null,null,null,null,null,null,null,null,null,null,null,null,null,null,null,null,null,null,null,null,null,null,null,null,null,-1,275,-274,-277]
[-234,null,null,null,null,"",null,null,null,null,null,null,null,null,null,null,null,null,null,null,null,null,null,null,null,null,null,null,null,null,null,-1,276,-275,-278]
[-235,null,null,null,null,"",null,null,null,null,null,null,null,null,null,null,null,null,null,null,null,null,null,null,null,null,null,null,null,null,null,-1,277,-276,-279]
[-236,null,null,null,null,"",null,null,null,null,null,null,null,null,null,null,null,null,null,null,null,null,null,null,null,null,null,null,null,null,null,-1,278,-277,-280]
[-237,null,null,null,null,"",null,null,null,null,null,null,null,null,null,null,null,null,null,null,null,null,null,null,null,null,null,null,null,null,null,-1,279,-278,-281]
[-238,null,null,null,null,"",null,null,null,null,null,null,null,null,null,null,null,null,null,null,null,null,null,null,null,null,null,null,null,null,null,-1,280,-279,-282]
[-239,null,null,null,null,"",null,null,null,null,null,null,null,null,null,null,null,null,null,null,null,null,null,null,null,null,null,null,null,null,null,-1,281,-280,-283]
[-240,null,null,null,null,"",null,null,null,null,null,null,null,null,null,null,null,null,null,null,null,null,null,null,null,null,null,null,null,null,null,-1,282,-281,-284]
[-241,null,null,null,null,"",null,null,null,null,null,null,null,null,null,null,null,null,null,null,null,null,null,null,null,null,null,null,null,null,null,-1,283,-282,-285]
[-242,null,null,null,null,"",null,null,null,null,null,null,null,null,null,null,null,null,null,null,null,null,null,null,null,null,null,null,null,null,null,-1,284,-283,-286]
[-243,null,null,null,null,"",null,null,null,null,null,null,null,null,null,null,null,null,null,null,null,null,null,null,null,null,null,null,null,null,null,-1,285,{"$f":"AH328-1","v":-284},-287]
[0,null,null,null,null,0,null,null,null,null,null,null,null,null,null,null,null,null,null,null,null,null,null,null,null,null,null,null,null,null,null,-1,286,-285,-288]
[0,null,null,null,null,null,null,null,null,null,null,null,null,null,null,null,null,null,null,null,null,null,null,null,null,null,null,null,null,null,null,-1,287,-286,-289]
[null,null,null,null,null,null,null,null,null,null,null,null,null,null,null,null,null,null,null,null,null,null,null,null,null,null,null,null,null,null,null,-1,288,-287,-290]
[]
[]
[]
[null,{"$f":"AE358","v":0}]
[null,{"$f":"IF(AG340=0,0,IF(B336=\" \",\"\",B336-1))","v":0}]
[null,0]
[null,0]
[null,0]
[null,0]
[null,0]
[null,0]
[null,0]
[null,0]
[null,0]
[null,0]
[null,0]
[null,0]
[null,0]
[null,0]
[null,0]
[null,0]
[null,0]
[null,0]
[null,0]
[null,0]
[null,0]
[null,0]
[null,0]
[null,0]
[null,0]
[null,0]
[null,0]
[null,0]
[null,0]
[null,0]
[null,0]
[null,0]
[null,0]
[null,0]
[null,0]
[null,0]
[null,0]
[null,0]
[null,0]
[null,0]
[null,0]
[null,0]
[null,0]
[null,0]
[null,0]
[null,0]
[null,{"$f":"IF(AG387=0,0,IF(B383=\" \",\"\",B383-1))","v":0}]
[null,{"$f":"IF(AG388=0,0,IF(B384=\" \",\"\",B384-1))","v":0}]
[null,0]
[null,0]
[null,0]
[null,0]
[null,0]
[null,0]
[null,0]
[null,0]
[null,0]
[null,0]
[null,0]
[null,0]
[null,0]
[null,0]
[null,0]
[null,0]
[null,0]
[null,0]
[null,0]
[null,0]
[null,0]
[null,0]
[null,0]
[null,0]
[null,0]
[null,0]
[null,0]
[null,0]
[null,0]
[null,0]
[null,0]
[null,0]
[null,0]
[null,0]
[null,0]
[null,0]
[null,0]
[null,0]
[null,0]
[null,0]
[null,0]
[null,0]
[null,0]
[null,0]
[null,0]
[null,0]
[null,0]
[null,0]
[null,0]
[null,0]
[null,0]
[null,0]
[null,0]
[null,0]
[null,0]
[null,0]
[null,0]
[null,0]
[null,0]
[null,0]
[null,0]
[null,0]
[null,0]
[null,{"$f":"IF(AG452=0,0,IF(B448=\" \",\"\",B448-1))","v":0}]
[null,0]
[null,0]
[null,0]
[null,0]
[null,0]
[null,0]
[null,0]
[null,0]
[null,0]
[null,0]
[null,0]
[null,0]
[null,0]
[null,0]
[null,0]
[null,0]
[null,0]
[null,0]
[null,0]
[null,0]
[null,0]
[null,0]
[null,0]
[null,0]
[null,0]
[null,0]
[null,0]
[null,0]
[null,0]
[null,0]
[null,0]
[null,0]
[null,0]
[null,0]
[null,0]
[null,0]
[null,0]
[null,0]
[null,0]
[null,0]
[null,0]
[null,0]
[null,0]
[null,0]
[null,0]
[null,0]
[null,0]
[null,0]
[null,0]
[null,0]
[null,0]
[null,0]
[null,0]
[null,0]
[null,0]
[null,0]
[null,0]
[null,0]
[null,0]
[null,0]
[null,0]
[null,0]
[null,0]
[null,{"$f":"IF(AG516=0,0,IF(B512=\" \",\"\",B512-1))","v":0}]
[null,0]
[null,0]
[null,0]
[null,0]
[null,0]
[null,0]
[null,0]
[null,0]
[null,0]
[null,0]
[null,0]
[null,0]
[null,0]
[null,0]
[null,0]
[null,0]
[null,0]
[null,0]
[null,0]
[null,0]
[null,0]
[null,0]
[null,0]
[null,0]
[null,0]
[null,0]
[null,0]
[null,0]
[null,{"$f":"IF(AG545=0,0,IF(B541=\" \",\"\",B541-1))","v":0}]
[null,{"$f":"IF(AG546=0,0,IF(B542=\" \",\"\",B542-1))","v":0}]
[null,0]
[null,0]
[null,0]
[null,0]
[null,0]
[null,0]
[null,0]
[null,0]
[null,0]
[null,0]
[null,0]
[null,0]
[null,0]
[null,0]
[null,0]
[null,0]
[null,0]
[null,0]
[null,0]
[null,0]
[null,0]
[null,0]
[null,0]
[null,0]
[null,0]
[null,0]
[null,0]
[null,0]
[null,0]
[null,0]
[null,0]
[null,0]
[null,{"$f":"IF(AG579=0,0,IF(B575=\" \",\"\",B575-1))","v":0}]
[null,{"$f":"IF(AG580=0,0,IF(B576=\" \",\"\",B576-1))","v":0}]
[null,0]
[null,0]
[null,0]
[null,0]
[null,0]
[null,0]
[null,0]
[null,0]
[null,0]
[null,0]
[null,{"$f":"IF(AG591=0,0,IF(B587=\" \",\"\",B587-1))","v":0}]
[null,{"$f":"IF(AG592=0,0,IF(B588=\" \",\"\",B588-1))","v":0}]
[null,0]
[null,0]
[null,0]
[null,0]
[null,0]
[null,0]
[null,0]
[null,0]
[null,0]
[null,0]
[null,0]
[null,0]
[null,0]
[null,0]
[null,0]
[null,0]
[null,0]
[null,0]
[null,0]
[null,0]
[null,0]
[null,0]
[null,0]
[null,0]
[null,0]
[null,0]
[null,0]
[null,0]
[null,{"$f":"IF(AG621=0,0,IF(B617=\" \",\"\",B617-1))","v":0}]
[null,0]
[null,0]
[null,0]
[null,0]
[null,0]
[null,0]
[null,0]
[null,{"$f":"IF(AG629=0,0,IF(B625=\" \",\"\",B625-1))","v":0}]
[null,0]
[null,0]
[null,0]
[null,0]
[null,0]
[null,0]
[null,0]
[null,0]
[null,0]
[null,0]
[null,0]
[null,0]

{"sheet":"902HD-Metric","index":18,"n_rows":332,"n_cols":41,"rows_kept":332,"cut":false,"hidden":true,"merged":[[9,1,9,15],[10,1,10,15],[11,1,11,15],[12,1,12,15],[25,0,25,21]]}
[]
[]
[]
[]
[]
[]
[]
[]
[null,"Project Information:",null,null,null,null,null,null,null,null,null,null,null,null,null,null,null,null,null,"Helpful Links:"]
[null,null,null,null,null,null,null,null,null,null,null,null,null,null,null,null,null,null,null,"www.cultec.com"]
[null,null,null,null,null,null,null,null,null,null,null,null,null,null,null,null,null,null,null,"StormGenie@cultec.com"]
[null,null,null,null,null,null,null,null,null,null,null,null,null,null,null,null,null,null,null,"Recharger 902HD"]
[null,null,null,null,null,null,null,null,null,null,null,null,null,null,null,null,null,null,null,"Recharger 902HD End Cap"]
[null,null,null,null,null,null,null,null,null,null,null,null,null,null,null,null,null,null,null,"Recharger 902HD Submittal"]
[]
[null,"Number of Rows-",null,null,null,null,null,null,null,null,null,null,null,{"$f":"'Cumulative Volume- Metric'!C10","v":2},null,"units"]
[null,"Total number of chambers -",null,null,null,null,null,null,null,null,null,null,null,{"$f":"'Cumulative Volume- Metric'!C11","v":46},null,"units"]
[null,"HVLV FC-48 Feed Connectors -",null,null,null,null,null,null,null,null,null,null,null,{"$f":"'Cumulative Volume- Metric'!N11","v":0},null,"units"]
[null,"Stone Void -",null,null,null,null,null,null,null,null,null,null,null,{"$f":"'Cumulative Volume- Metric'!C12","v":40},null,"%"]
[null,"Stone Base -",null,null,null,null,null,null,null,null,null,null,null,{"$f":"'Cumulative Volume- Metric'!C13","v":229},null,"mm"]
[null,"Stone Above Units -",null,null,null,null,null,null,null,null,null,null,null,{"$f":"'Cumulative Volume- Metric'!C14","v":305},null,"mm"]
[null,"Area -",null,null,null,null,null,null,null,null,null,null,null,{"$f":"'Cumulative Volume- Metric'!C15","v":127.79},null,"m2",null,{"$f":"AC48","v":127.79100294449998},null,"Min. Area Required "]
[null,"Base of Stone Elevation- ",null,null,null,null,null,null,null,null,null,null,null,{"$f":"'Cumulative Volume- Metric'!C16","v":0},null,"m",null,null,null,"Note: Min. Area required is based on"]
[null,null,null,null,null,null,null,null,null,null,null,null,null,null,null,null,null,null,null,"305mm around the system and typ. spacing"]
[]
["CULTEC Recharger 902HD Incremental Storage Volumes"]
["Height of System (inches)","Height of System","Incremental Single Chamber","Incremental Single Chamber2","FC 48 Feed Connector single unit","FC 48 Feed Connector single unit (ft2)","End Cap single Volume m3","End Cap Vol (ft3)","End Cap single Volume","End Cap Volume","Chamber and End Cap Vol","Chamber Volume","Chamber Volume2","HVLV FC-48 Feed Connector Volume","HVLV FC-48 Feed Connector Volume2","Stone Volume","Stone Volume2","Cumulative Storage Volume","Cumulative Storage Volume2","Total Cumulative Storage Volume","Total Cumulative Storage Volume2","Elevation",null,null,null,null,null,null,null,null,null,null,null,{"$f":"ROUND(N21*0.0393701,0)","v":12},{"$f":"ROUND(N20*0.0393701,0)","v":9},null,null,null,null,null,"End cap vol per inch"]
["in","mm","m3","ft3","m3","ft2","m3","ft3","ft3","m3","m3","m3","ft3","m3","ft3","m3","ft3","m3","ft3","m3","ft3","m",null,null,null,null,null,null,null,null,null,null,null,null,null,null,0.02,1,null,null,3.8684719535783368E-2]
[{"$f":"AD51","v":69},{"$f":"A29*25.4","v":1752.6},{"$f":"IF(A29=0,0,IF(A29<0,\"\",D29*0.0283168))","v":0},{"$f":"IF(A29=0,0,IF(A29<0,\"\",IF(AF33>=1,LOOKUP(AF33,AL$28:AL$75,AK$28:AK$75),0)))","v":0},{"$f":"IF(A29=0,0,IF(A29<0,\"\",F29*0.0283168))","v":0},{"$f":"IF(A29=0,0,IF(A29<0,\"\",IF(AF33>=37,LOOKUP(AF33,AL$64:AL$75,AM$64:AM$75),0)))","v":0},{"$f":"IF(A29=0,0,IF(A29<0,\"\",I29*0.0283168))","v":0},{"$f":"IF(A29=0,0,IF(A29<0,\"\",I29*$AB$46))","v":0},{"$f":"IF(A29=0,0,IF(A29<0,\"\",IF(AF33>=1,LOOKUP(AF33,AL$28:AL$75,AO$28:AO$75),0)))","v":0},{"$f":"IF(A29=0,0,IF(A29<0,\"\",H29*0.0283168))","v":0},{"$f":"IF(A29=0,0,IF(A29<0,\"\",J29+L29))","v":0},{"$f":"IF(A29=0,0,IF(A29<0,\"\",M29*0.0283168))","v":0},{"$f":"IF(A29=0,0,IF(A29<0,\"\",D29*$AB$45))","v":0},{"$f":"IF(A29=0,0,IF(A29<0,\"\",O29*0.0283168))","v":0},{"$f":"IF(A29<=0,\"\",F29*$AB$47)","v":0},{"$f":"IF(A29=0,0,IF(A29<0,\"\",Q29*0.0283168))","v":1.2983430072606934},{"$f":"IF(A29<=0,\"\",((AB$34*1/12)-M29-H29-O29)*AC$53)","v":45.850626033333334},{"$f":"IF(A29=0,0,IF(A29<0,\"\",S29*0.0283168))","v":1.2983430072606934},{"$f":"IF(A29<=0,\"\",M29+Q29+O29+H29)","v":45.850626033333334},{"$f":"IF(A29=0,0,IF(A29<0,\"\",U29*0.0283168))","v":139.37201046455917},{"$f":"IF(A29<=0,\" \",IF(A29=1,Q29,S29+U30))","v":4921.8841982342346},{"$f":"IF(A29=0,0,IF(A29<0,\"\",N$23+B29/1000))","v":1.7525999999999999},null,null,null,null,null,null,null,null,null,null,null,null,null,null,0.05,2,null,null,5.8027079303675046E-2]
[{"$f":"IF(AF33=0,0,IF(A29=\" \",\"\",A29-1))","v":68},1727.1999999999998,{"$f":"IF(A30=0,0,IF(A30<0,\"\",D30*0.0283168))","v":0},{"$f":"IF(A30=0,0,IF(A30<0,\"\",IF(AF34>=1,LOOKUP(AF34,AL$28:AL$75,AK$28:AK$75),0)))","v":0},{"$f":"IF(A30=0,0,IF(A30<0,\"\",F30*0.0283168))","v":0},{"$f":"IF(A30=0,0,IF(A30<0,\"\",IF(AF34>=37,LOOKUP(AF34,AL$64:AL$75,AM$64:AM$75),0)))","v":0},{"$f":"IF(A30=0,0,IF(A30<0,\"\",I30*0.0283168))","v":0},{"$f":"IF(A30=0,0,IF(A30<0,\"\",I30*$AB$46))","v":0},{"$f":"IF(A30=0,0,IF(A30<0,\"\",IF(AF34>=1,LOOKUP(AF34,AL$28:AL$75,AO$28:AO$75),0)))","v":0},{"$f":"IF(A30=0,0,IF(A30<0,\"\",H30*0.0283168))","v":0},{"$f":"IF(A30=0,0,IF(A30<0,\"\",J30+L30))","v":0},{"$f":"IF(A30=0,0,IF(A30<0,\"\",M30*0.0283168))","v":0},{"$f":"IF(A30=0,0,IF(A30<0,\"\",D30*$AB$45))","v":0},{"$f":"IF(A30=0,0,IF(A30<0,\"\",O30*0.0283168))","v":0},{"$f":"IF(A30<=0,\"\",F30*$AB$47)","v":0},{"$f":"IF(A30=0,0,IF(A30<0,\"\",Q30*0.0283168))","v":1.2983430072606934},{"$f":"IF(A30<=0,\"\",((AB$34*1/12)-M30-H30-O30)*AC$53)","v":45.850626033333334},{"$f":"IF(A30=0,0,IF(A30<0,\"\",S30*0.0283168))","v":1.2983430072606934},{"$f":"IF(A30<=0,\"\",M30+Q30+O30+H30)","v":45.850626033333334},{"$f":"IF(A30=0,0,IF(A30<0,\"\",U30*0.0283168))","v":138.07366745729848},{"$f":"IF(A30<=0,\" \",IF(A30=1,Q30,S30+U31))","v":4876.0335722009013},{"$f":"IF(A30=0,0,IF(A30<0,\"\",N$23+B30/1000))","v":1.7271999999999998},null,null,null,null,null,null,null,null,null,null,null,null,null,null,7.0000000000000007E-2,3,null,null,5.8027079303675046E-2]
[67,1701.8,0,0,0,0,0,0,0,0,0,0,0,0,0,1.2983430072606934,45.850626033333334,1.2983430072606934,45.850626033333334,136.77532445003777,4830.1829461675679,1.7018,null,null,null,null,null,null,null,null,null,null,null,null,null,null,0.12,4,null,null,7.7369439071566737E-2]
[66,1676.3999999999999,0,0,0,0,0,0,0,0,0,0,0,0,0,1.2983430072606934,45.850626033333334,1.2983430072606934,45.850626033333334,135.47698144277709,4784.3323201342346,1.6763999999999999,null,null,null,null,null,"Area",null,null,null,-1,-1,"above","base",null,0.16,5,null,null,9.6711798839458421E-2]
[65,1651,0,0,0,0,0,0,0,0,0,0,0,0,0,1.2983430072606934,45.850626033333334,1.2983430072606934,45.850626033333334,134.1786384355164,4738.4816941009012,1.651,null,null,null,null,"m2",{"$f":"N22","v":127.79},null,null,null,{"$f":"IF(AND(AF32>=1,AF32<47),AF32+1,IF(AH33=0,1,IF(AF32=47,AF32+1,-1)))","v":-1},{"$f":"IF(AG32>=1,AG32+1,IF(AH33=0,1,-1))","v":-1},{"$f":"AH27","v":12},{"$f":"AI27","v":9},null,0.2,6,null,null,7.7369439071566737E-2]
[64,1625.6,0,0,0,0,0,0,0,0,0,0,0,0,0,1.2983430072606934,45.850626033333334,1.2983430072606934,45.850626033333334,132.88029542825569,4692.6310680675679,1.6255999999999999,null,null,null,null,"ft2",{"$f":"AB33*10.7639","v":1375.518781},null,null,null,-1,-1,{"$f":"AH33-1","v":11},{"$f":"AI33-1","v":8},null,0.22,7,null,null,9.6711798839458421E-2]
[63,1600.1999999999998,0,0,0,0,0,0,0,0,0,0,0,0,0,1.2983430072606934,45.850626033333334,1.2983430072606934,45.850626033333334,131.58195242099501,4646.7804420342345,1.6001999999999998,null,null,null,null,null,null,null,null,null,-1,-1,10,7,null,0.24,8,null,null,9.6711798839458421E-2]
[62,1574.8,0,0,0,0,0,0,0,0,0,0,0,0,0,1.2983430072606934,45.850626033333334,1.2983430072606934,45.850626033333334,130.28360941373433,4600.9298160009012,1.5748,null,null,null,null,null,null,null,null,null,-1,-1,9,6,null,0.26999999999999957,9,null,null,9.6711798839458421E-2]
[61,1549.3999999999999,0,0,0,0,0,0,0,0,0,0,0,0,0,1.2983430072606934,45.850626033333334,1.2983430072606934,45.850626033333334,128.98526640647361,4555.0791899675678,1.5493999999999999,null,null,null,null,null,null,null,null,null,-1,-1,8,5,null,0.27,10,null,null,9.6711798839458421E-2]
[60,1524,0,0,0,0,0,0,0,0,0,0,0,0,0,1.2983430072606934,45.850626033333334,1.2983430072606934,45.850626033333334,127.68692339921293,4509.2285639342344,1.524,null,null,null,null,null,null,"INSTALLED LENGTH",{"$f":"COUNTIF(AH33:AH129,\">0\")","v":12},null,-1,-1,7,4,null,0.28999999999999998,11,null,null,9.6711798839458421E-2]
[59,1498.6,0,0,0,0,0,0,0,0,0,0,0,0,0,1.2983430072606934,45.850626033333334,1.2983430072606934,45.850626033333334,126.38858039195223,4463.3779379009011,1.4985999999999999,null,null,null,"END CAP",null,{"$f":"N16*2","v":4},0.501,null,null,-1,-1,6,3,null,0.3,12,null,null,0.11605415860735009]
[58,1473.1999999999998,0,0,0,0,0,0,0,0,0,0,0,0,0,1.2983430072606934,45.850626033333334,1.2983430072606934,45.850626033333334,125.09023738469153,4417.5273118675677,1.4731999999999998,null,null,null,"CHAMBER",null,{"$f":"N17","v":46},{"$f":"44/12","v":3.6666666666666665},null,null,-1,-1,5,2,null,0.31,13,null,null,9.6711798839458421E-2]
[57,1447.8,5.6633599999999997E-4,0.02,0,0,1.0954274661508705E-3,7.7524177949709866E-2,3.8684719535783368E-2,2.1952366421663441E-3,9.7717241975499664E-2,9.5522005333333326E-2,3.3733333333333331,0,0,1.2592561104704936,44.47028302882012,1.3569733524459933,47.921140540103167,123.79189437743085,4371.6766858342344,1.4478,null,null,null,"STONE BORDER (FT.)",null,1,null,null,null,-1,-1,4,1,null,0.33,14,null,null,9.6711798839458421E-2]
[56,1422.3999999999999,1.41584E-3,0.05,0,0,1.6431411992263055E-3,0.11628626692456479,5.8027079303675046E-2,3.2928549632495162E-3,0.24209786829658286,0.23880501333333334,8.4333333333333336,0,0,1.2015038599420602,42.430778193230175,1.4436017282386429,50.980397793488066,122.43492102498486,4323.7555452941315,1.4223999999999999,null,null,null,"CHAMBER SPACING (FT.)",null,0.75,null,null,null,-1,-1,3,0,null,0.34,15,null,null,0.11605415860735009]
[55,1397,1.982176E-3,7.0000000000000007E-2,0,0,1.6431411992263055E-3,0.11628626692456479,5.8027079303675046E-2,3.2928549632495162E-3,0.33761987362991613,0.33432701866666664,11.806666666666667,0,0,1.1632950578087269,41.081444859896841,1.500914931438643,53.004397793488067,120.99131929674621,4272.7751475006435,1.397,null,null,null,"BED WIDTH",null,{"$f":"(N16*AD54+(2*AB41)-AB42)","v":15.75},null,null,null,-1,-1,2,-1,null,0.35,16,null,null,9.6711798839458421E-2]
[54,1371.6,3.3980159999999998E-3,0.12,0,0,2.1908549323017409E-3,0.15504835589941973,7.7369439071566737E-2,4.3904732843326882E-3,0.57752250528433269,0.57313203199999996,20.239999999999998,0,0,1.0673340051469604,37.69260669097357,1.6448565104312931,58.087655046872989,119.49040436530757,4219.7707497071551,1.3715999999999999,null,null,null,"BED LENGTH",null,{"$f":"((AB49*AC40)+(2*AC39)+(AB41*2))","v":87.335333333333324},null,null,null,-1,-1,1,-2,null,0.35,17,null,null,9.6711798839458421E-2]
[53,1346.1999999999998,4.5306879999999997E-3,0.16,0,0,2.7385686653771764E-3,0.19381044487427468,9.6711798839458421E-2,5.4880916054158612E-3,0.76966413427208247,0.76417604266666661,26.986666666666665,0,0,0.99047735355186028,34.978435188716958,1.7601414878239428,62.158912300257896,117.84554785487627,4161.6830946602822,1.3461999999999998,null,null,null,"FT OF CHAMBER -",null,{"$f":"(AB40*AC40)","v":168.66666666666666},null,null,null,1,1,0,-3,null,0.36,18,null,null,0.11605415860735009]
[52,1320.8,5.6633600000000001E-3,0.2,0,0,2.1908549323017409E-3,0.15504835589941973,7.7369439071566737E-2,4.3904732843326882E-3,0.9596105266176661,0.95522005333333337,33.733333333333334,0,0,0.91449879661362699,32.295273357640234,1.8741093232312929,66.183655046872985,116.08540636705234,4099.5241823600245,1.3208,null,null,null,"FT OF End Cap-",null,{"$f":"AB39*AC39","v":2.004},null,null,null,2,2,-1,-4,null,0.37,19,null,null,9.6711798839458421E-2]
[51,1295.3999999999999,6.2296959999999998E-3,0.22,0,0,2.7385686653771764E-3,0.19381044487427468,9.6711798839458421E-2,5.4880916054158612E-3,1.0562301502720823,1.0507420586666665,37.106666666666662,0,0,0.87585094715186051,30.930435188716963,1.9320810974239429,68.230912300257899,114.21129704382103,4033.3405273131511,1.2953999999999999,null,null,null,"FT OF FC CONNECTORS -",null,{"$f":"N18*AB42","v":0},null,null,null,3,3,-2,-5,null,0.38,20,null,null,0.13539651837524178]
[50,1270,6.7960319999999996E-3,0.24,0,0,2.7385686653771764E-3,0.19381044487427468,9.6711798839458421E-2,5.4880916054158612E-3,1.1517521556054158,1.1462640639999999,40.479999999999997,0,0,0.83764214501852718,29.581101855383629,1.989394300623943,70.254912300257899,112.2792159463971,3965.1096150128933,1.27,null,null,null,"Area (Sq. Ft.) -",null,{"$f":"AB44*AB43","v":1375.5314999999998},{"$f":"AB48*0.092903","v":127.79100294449998},null,null,4,4,-3,-6,null,0.39,21,null,null,9.6711798839458421E-2]
[49,1244.5999999999999,7.6455359999999875E-3,0.26999999999999957,0,0,2.7385686653771764E-3,0.19381044487427468,9.6711798839458421E-2,5.4880916054158612E-3,1.2950351636054138,1.289547071999998,45.539999999999928,0,0,0.78032894181852774,27.55710185538365,2.0753641054239416,73.290912300257858,110.28982164577316,3894.8547027126356,1.2445999999999999,null,null,null,{"$f":"N16","v":2},"ROW OF",{"$f":"N17/N16","v":23},null,null,null,5,5,-4,-7,null,0.39,22,null,null,0.11605415860735009]
[48,1219.1999999999998,7.6455360000000005E-3,0.27,0,0,2.7385686653771764E-3,0.19381044487427468,9.6711798839458421E-2,5.4880916054158612E-3,1.2950351636054158,1.289547072,45.54,0,0,0.78032894181852708,27.557101855383628,2.0753641054239429,73.290912300257901,108.21445754034922,3821.5637904123778,1.2191999999999998,null,null,null,null,null,null,null,"SYSTEM HEIGHT",null,6,6,-5,-8,null,0.4,23,null,null,0.11605415860735009]
[47,1193.8,8.2118719999999985E-3,0.28999999999999998,0,0,2.7385686653771764E-3,0.19381044487427468,9.6711798839458421E-2,5.4880916054158612E-3,1.390557168938749,1.3850690773333332,48.913333333333327,0,0,0.74212013968519375,26.207768522050294,2.1326773086239426,75.314912300257888,106.13909343492527,3748.27287811212,1.1938,null,null,null,null,null,null,null,{"$f":"AH27+48+AI27","v":69},null,7,7,-6,-9,null,0.4,24,null,null,9.6711798839458421E-2]
[46,1168.3999999999999,8.4950399999999988E-3,0.3,0,0,3.2862823984526109E-3,0.23257253384912957,0.11605415860735009,6.5857099264990324E-3,1.4394157899264988,1.4328300799999998,50.599999999999994,0,0,0.72257669129009372,25.517597019793683,2.1619924812165929,76.350169553642814,104.00641612630135,3672.9579658118623,1.1683999999999999,null,null,null,null,null,null,"Stone Void",null,null,8,8,-7,-10,null,0.41,25,null,null,0.11605415860735009]
[45,1143,8.7782079999999992E-3,0.31,0,0,2.7385686653771764E-3,0.19381044487427468,9.6711798839458421E-2,5.4880916054158612E-3,1.4860791742720825,1.4805910826666666,52.286666666666662,0,0,0.70391133755186042,24.85843518871696,2.1899905118239427,77.338912300257888,101.84442364508475,3596.6077962582194,1.143,null,null,null,null,null,null,{"$f":"N19/100","v":0.4},"Design unit width",null,9,9,-8,-11,null,0.41,26,null,null,0.11605415860735009]
[44,1117.5999999999999,9.3445439999999998E-3,0.33,0,0,2.7385686653771764E-3,0.19381044487427468,9.6711798839458421E-2,5.4880916054158612E-3,1.5816011796054157,1.5761130879999998,55.66,0,0,0.66570253541852709,23.509101855383626,2.2473037150239428,79.362912300257889,99.654433133260795,3519.2688839579614,1.1175999999999999,null,null,null,null,null,null,null,7.25,null,10,10,-9,-12,null,0.41,27,null,null,0.13539651837524178]
[43,1092.2,9.6277120000000001E-3,0.34,0,0,3.2862823984526109E-3,0.23257253384912957,0.11605415860735009,6.5857099264990324E-3,1.6304598005931656,1.6238740906666667,57.346666666666664,0,0,0.64615908702342706,22.818930353127016,2.2766188876165927,80.398169553642816,97.407129418236863,3439.9059716577035,1.0922000000000001,null,null,null,null,null,null,null,null,null,11,11,-10,-13,null,0.42,28,null,null,0.11605415860735009]
[42,1066.8,9.9108799999999986E-3,0.35,0,0,2.7385686653771764E-3,0.19381044487427468,9.6711798839458421E-2,5.4880916054158612E-3,1.6771231849387489,1.671635093333333,59.033333333333324,0,0,0.62749373328519387,22.159768522050296,2.3046169182239424,81.38691230025789,95.130510530620271,3359.5078021040608,1.0668,null,null,null,null,null,null,null,null,null,12,12,-11,-14,null,0.42,29,null,null,0.11605415860735009]
[41,1041.3999999999999,9.9108799999999986E-3,0.35,0,0,2.7385686653771764E-3,0.19381044487427468,9.6711798839458421E-2,5.4880916054158612E-3,1.6771231849387489,1.671635093333333,59.033333333333324,0,0,0.62749373328519387,22.159768522050296,2.3046169182239424,81.38691230025789,92.825893612396328,3278.120889803803,1.0413999999999999,null,null,null,null,null,null,null,null,null,13,13,-12,-15,null,0.42,30,null,null,0.11605415860735009]
[40,1016,1.0194047999999999E-2,0.36,0,0,3.2862823984526109E-3,0.23257253384912957,0.11605415860735009,6.5857099264990324E-3,1.7259818059264986,1.7193960959999997,60.719999999999992,0,0,0.60795028489009384,21.469597019793685,2.3339320908165928,82.422169553642817,90.521276694172386,3196.7339775035452,1.016,null,null,null,null,null,null,null,null,null,14,14,-13,-16,null,0.43,31,null,null,0.11605415860735009]
[39,990.59999999999991,1.0477215999999999E-2,0.37,0,0,2.7385686653771764E-3,0.19381044487427468,9.6711798839458421E-2,5.4880916054158612E-3,1.7726451902720823,1.7671570986666665,62.406666666666659,0,0,0.58928493115186042,20.810435188716962,2.3619301214239425,83.410912300257891,88.187344603355797,3114.3118079499022,0.99059999999999993,null,null,null,null,null,null,null,null,null,15,15,-14,-17,null,0.43,32,null,null,0.11605415860735009]
[38,965.19999999999993,1.0760384E-2,0.38,0,0,3.8339961315280464E-3,0.27133462282398452,0.13539651837524178,7.6833282475822044E-3,1.8226014295809154,1.8149181013333333,64.093333333333334,0,0,0.56930243542832715,20.104758850870407,2.391903865009243,84.46942680702773,85.825414481931858,3030.9008956496446,0.96519999999999995,null,null,null,null,null,null,null,null,null,16,16,-15,-18,null,0.44,33,null,null,0.13539651837524178]
[37,939.8,1.1043552E-2,0.39,0,0,2.7385686653771764E-3,0.19381044487427468,9.6711798839458421E-2,5.4880916054158612E-3,1.8681671956054158,1.8626791039999999,65.78,0,0,0.55107612901852698,19.461101855383625,2.4192433246239426,85.434912300257892,83.433510616922618,2946.4314688426171,0.93979999999999997,null,null,null,null,null,null,null,null,null,17,17,-16,-19,null,0.44,34,null,null,0.11605415860735009]
[36,914.4,1.1043552E-2,0.39,0,0,3.2862823984526109E-3,0.23257253384912957,0.11605415860735009,6.5857099264990324E-3,1.8692648139264989,1.8626791039999999,65.78,0,0,0.55063708169009373,19.445597019793681,2.4199018956165927,85.458169553642819,81.014267292298669,2860.996556542359,0.91439999999999999,null,null,null,null,null,null,null,null,null,18,18,-17,-20,null,0.45,35,null,null,0.11605415860735009]
[35,889,1.132672E-2,0.4,0,0,3.2862823984526109E-3,0.23257253384912957,0.11605415860735009,6.5857099264990324E-3,1.9170258165931657,1.9104401066666667,67.466666666666669,0,0,0.53153268062342707,18.770930353127014,2.448558497216593,86.470169553642819,78.594365396682079,2775.5383869887164,0.88900000000000001,null,null,null,null,null,null,null,null,null,19,19,-18,-21,null,0.45,36,null,null,0.11605415860735009]
[34,863.59999999999991,1.132672E-2,0.4,0,0,2.7385686653771764E-3,0.19381044487427468,9.6711798839458421E-2,5.4880916054158612E-3,1.9159281982720826,1.9104401066666667,67.466666666666669,0,0,0.53197172795186032,18.786435188716958,2.4478999262239425,86.446912300257893,76.145806899465498,2689.0682174350736,0.86359999999999992,null,null,null,null,null,null,null,null,null,20,20,-19,-22,null,0.45,37,4.0000000000000001E-3,1,0.13539651837524178]
[33,838.19999999999993,1.1609887999999999E-2,0.41,0,0,3.2862823984526109E-3,0.23257253384912957,0.11605415860735009,6.5857099264990324E-3,1.9647868192598319,1.9582011093333329,69.153333333333322,0,0,0.51242827955676051,18.096263686460354,2.477215098816592,87.482169553642791,73.697906973241558,2602.6213051348159,0.83819999999999995,null,null,null,null,null,null,null,null,null,21,21,-20,-23,null,0.45,38,3.1E-2,2,0.11605415860735009]
[32,812.8,1.1609887999999999E-2,0.41,0,0,3.2862823984526109E-3,0.23257253384912957,0.11605415860735009,6.5857099264990324E-3,1.9647868192598319,1.9582011093333329,69.153333333333322,0,0,0.51242827955676051,18.096263686460354,2.477215098816592,87.482169553642791,71.220691874424958,2515.1391355811729,0.81279999999999997,null,null,null,null,null,null,null,null,null,22,22,-21,-24,null,0.46,39,0.06,3,0.13539651837524178]
[31,787.4,1.1609887999999999E-2,0.41,0,0,3.8339961315280464E-3,0.27133462282398452,0.13539651837524178,7.6833282475822044E-3,1.965884437580915,1.9582011093333329,69.153333333333322,0,0,0.51198923222832726,18.08075885087041,2.4778736698092425,87.505426807027717,68.743476775608357,2427.65696602753,0.78739999999999999,null,null,null,null,null,null,null,null,null,23,23,-22,-25,null,0.46,40,7.2999999999999995E-2,4,0.13539651837524178]
[30,762,1.1893055999999999E-2,0.42,0,0,3.2862823984526109E-3,0.23257253384912957,0.11605415860735009,6.5857099264990324E-3,2.0125478219264989,2.0059621119999997,70.839999999999989,0,0,0.49332387849009385,17.421597019793687,2.5058717004165922,88.494169553642791,66.265603105799116,2340.1515392205024,0.76200000000000001,null,null,null,null,null,null,null,null,null,24,24,-23,-26,null,0.46,41,8.1000000000000003E-2,5,0.13539651837524178]
[29,736.59999999999991,1.1893055999999999E-2,0.42,0,0,3.2862823984526109E-3,0.23257253384912957,0.11605415860735009,6.5857099264990324E-3,2.0125478219264989,2.0059621119999997,70.839999999999989,0,0,0.49332387849009385,17.421597019793687,2.5058717004165922,88.494169553642791,63.759731405382531,2251.6573696668597,0.73659999999999992,null,null,null,null,null,null,null,null,null,25,25,-24,-27,null,0.46,42,8.5000000000000006E-2,6,0.13539651837524178]
[28,711.19999999999993,1.1893055999999999E-2,0.42,0,0,3.2862823984526109E-3,0.23257253384912957,0.11605415860735009,6.5857099264990324E-3,2.0125478219264989,2.0059621119999997,70.839999999999989,0,0,0.49332387849009385,17.421597019793687,2.5058717004165922,88.494169553642791,61.25385970496594,2163.163200113217,0.71119999999999994,null,null,null,null,null,null,null,null,null,26,26,-25,-28,null,0.47,43,8.8999999999999996E-2,7,0.11605415860735009]
[27,685.8,1.2176223999999999E-2,0.43,0,0,3.2862823984526109E-3,0.23257253384912957,0.11605415860735009,6.5857099264990324E-3,2.0603088245931658,2.0537231146666666,72.526666666666657,0,0,0.47421947742342718,16.74693035312702,2.5345283020165921,89.506169553642792,58.747988004549356,2074.6690305595744,0.68579999999999997,null,null,null,null,null,null,null,null,null,27,27,-26,-29,null,0.47,44,9.2999999999999999E-2,8,0.13539651837524178]
[26,660.4,1.2176223999999999E-2,0.43,0,0,3.2862823984526109E-3,0.23257253384912957,0.11605415860735009,6.5857099264990324E-3,2.0603088245931658,2.0537231146666666,72.526666666666657,0,0,0.47421947742342718,16.74693035312702,2.5345283020165921,89.506169553642792,56.213459702532759,1985.1628610059315,0.66039999999999999,null,null,null,null,null,null,null,null,null,28,28,-27,-30,null,0.48,45,9.5000000000000001E-2,9,0.13539651837524178]
[25,635,1.2459392E-2,0.44,0,0,3.8339961315280464E-3,0.27133462282398452,0.13539651837524178,7.6833282475822044E-3,2.1091674455809151,2.101484117333333,74.213333333333324,0,0,0.45467602902832721,16.056758850870409,2.5638434746092424,90.541426807027719,53.67893140051617,1895.6566914522887,0.63500000000000001,null,null,null,null,null,null,null,null,null,29,29,-28,-31,null,0.48,46,9.7000000000000003E-2,10,0.15473887814313347]
[24,609.59999999999991,1.2459392E-2,0.44,0,0,3.2862823984526109E-3,0.23257253384912957,0.11605415860735009,6.5857099264990324E-3,2.1080698272598322,2.101484117333333,74.213333333333324,0,0,0.45511507635676052,16.072263686460353,2.5631849036165923,90.518169553642792,51.115087925906927,1805.115264645261,0.60959999999999992,null,null,null,null,null,null,null,null,null,30,30,-29,-32,null,0.48,47,9.9000000000000005E-2,11,0.13539651837524178]
[23,584.19999999999993,1.274256E-2,0.45,0,0,3.2862823984526109E-3,0.23257253384912957,0.11605415860735009,6.5857099264990324E-3,2.155830829926499,2.1492451199999998,75.899999999999991,0,0,0.43601067529009385,15.397597019793686,2.5918415052165922,91.530169553642793,48.551903022290333,1714.5970950916183,0.58419999999999994,null,null,null,null,null,null,null,null,null,31,31,-30,-33,null,0.48,48,0.106,12,0.15473887814313347]
[22,558.79999999999995,1.274256E-2,0.45,0,0,3.2862823984526109E-3,0.23257253384912957,0.11605415860735009,6.5857099264990324E-3,2.155830829926499,2.1492451199999998,75.899999999999991,0,0,0.43601067529009385,15.397597019793686,2.5918415052165922,91.530169553642793,45.960061517073747,1623.0669255379755,0.55879999999999996,null,null,null,null,null,null,null,null,null,32,32,-31,-34]
[21,533.4,1.274256E-2,0.45,1.132672E-4,4.0000000000000001E-3,3.8339961315280464E-3,0.27133462282398452,0.13539651837524178,7.6833282475822044E-3,2.1569284482475819,2.1492451199999998,75.899999999999991,0,0,0.43557162796166055,15.382092184203742,2.5925000762092423,91.553426807027719,43.368220011857154,1531.5367559843328,0.53339999999999999,null,null,null,null,null,null,null,null,null,33,33,-32,-35]
[20,508,1.274256E-2,0.45,8.7782080000000002E-4,3.1E-2,3.2862823984526109E-3,0.23257253384912957,0.11605415860735009,6.5857099264990324E-3,2.155830829926499,2.1492451199999998,75.899999999999991,0,0,0.43601067529009385,15.397597019793686,2.5918415052165922,91.530169553642793,40.775719935647906,1439.983329177305,0.50800000000000001,null,null,null,null,null,null,null,null,null,34,34,-33,-36]
[19,482.59999999999997,1.3025728E-2,0.46,1.6990079999999999E-3,0.06,3.8339961315280464E-3,0.27133462282398452,0.13539651837524178,7.6833282475822044E-3,2.2046894509142487,2.1970061226666666,77.586666666666659,0,0,0.41646722689499382,14.707425517537075,2.6211566778092426,92.56542680702772,38.183878430431321,1348.4531596236623,0.48259999999999997,null,null,null,null,null,null,null,null,null,35,35,-34,-37]
[18,457.2,1.3025728E-2,0.46,2.0671264E-3,7.2999999999999995E-2,3.8339961315280464E-3,0.27133462282398452,0.13539651837524178,7.6833282475822044E-3,2.2046894509142487,2.1970061226666666,77.586666666666659,0,0,0.41646722689499382,14.707425517537075,2.6211566778092426,92.56542680702772,35.562721752622075,1255.8877328166345,0.4572,null,null,null,null,null,null,null,null,null,36,36,-35,-38]
[17,431.79999999999995,1.3025728E-2,0.46,2.2936608000000002E-3,8.1000000000000003E-2,3.8339961315280464E-3,0.27133462282398452,0.13539651837524178,7.6833282475822044E-3,2.2046894509142487,2.1970061226666666,77.586666666666659,0,0,0.41646722689499382,14.707425517537075,2.6211566778092426,92.56542680702772,32.941565074812836,1163.3223060096068,0.43179999999999996,null,null,null,null,null,null,null,null,null,37,37,-36,-39]
[16,406.4,1.3025728E-2,0.46,2.406928E-3,8.5000000000000006E-2,3.8339961315280464E-3,0.27133462282398452,0.13539651837524178,7.6833282475822044E-3,2.2046894509142487,2.1970061226666666,77.586666666666659,0,0,0.41646722689499382,14.707425517537075,2.6211566778092426,92.56542680702772,30.32040839700359,1070.7568792025791,0.40639999999999998,null,null,null,null,null,null,null,null,null,38,38,-37,-40]
[15,381,1.3308895999999999E-2,0.47,2.5201951999999999E-3,8.8999999999999996E-2,3.2862823984526109E-3,0.23257253384912957,0.11605415860735009,6.5857099264990324E-3,2.2513528352598322,2.244767125333333,79.273333333333326,0,0,0.39780187315676047,14.048263686460352,2.6491547084165923,93.554169553642794,27.699251719194347,978.19145239555132,0.38100000000000001,null,null,null,null,null,null,null,null,null,39,39,-38,-41]
[14,355.59999999999997,1.3308895999999999E-2,0.47,2.6334623999999997E-3,9.2999999999999999E-2,3.8339961315280464E-3,0.27133462282398452,0.13539651837524178,7.6833282475822044E-3,2.2524504535809151,2.244767125333333,79.273333333333326,0,0,0.39736282582832716,14.032758850870408,2.6498132794092424,93.57742680702772,25.050097010777755,884.63728284190847,0.35559999999999997,null,null,null,null,null,null,null,null,null,40,40,-39,-42]
[13,330.2,1.3592063999999999E-2,0.48,2.6900959999999999E-3,9.5000000000000001E-2,3.8339961315280464E-3,0.27133462282398452,0.13539651837524178,7.6833282475822044E-3,2.3002114562475819,2.2925281279999998,80.959999999999994,0,0,0.37825842476166049,13.358092184203741,2.6784698810092427,94.589426807027721,22.400283731368511,791.0598560348808,0.33019999999999999,null,null,null,null,null,null,null,null,null,41,41,-40,-43]
[12,304.79999999999995,1.3592063999999999E-2,0.48,2.7467296E-3,9.7000000000000003E-2,4.3817098646034818E-3,0.31009671179883946,0.15473887814313347,8.7809465686653765E-3,2.3013090745686653,2.2925281279999998,80.959999999999994,0,0,0.37781937743322724,13.342587348613799,2.6791284520018923,94.612684060412633,19.721813850359268,696.47042922785306,0.30479999999999996,null,null,null,null,null,null,null,null,null,42,42,-41,-44]
[11,279.39999999999998,1.3592063999999999E-2,0.48,2.8033632000000002E-3,9.9000000000000005E-2,3.8339961315280464E-3,0.27133462282398452,0.13539651837524178,7.6833282475822044E-3,2.3002114562475819,2.2925281279999998,80.959999999999994,0,0,0.37825842476166049,13.358092184203741,2.6784698810092427,94.589426807027721,17.042685398357374,601.85774516744038,0.27939999999999998,null,null,null,null,null,null,null,null,null,43,43,-42,-45]
[10,254,1.3592063999999999E-2,0.48,3.0015808000000001E-3,0.106,4.3817098646034818E-3,0.31009671179883946,0.15473887814313347,8.7809465686653765E-3,2.3013090745686653,2.2925281279999998,80.959999999999994,0,0,0.37781937743322724,13.342587348613799,2.6791284520018923,94.612684060412633,14.364215517348134,507.26831836041271,0.254,null,null,null,null,null,null,null,null,null,44,44,-43,-46]
[9,228.6,0,0,0,0,0,0,0,0,0,0,0,0,0,1.2983430072606934,45.850626033333334,1.2983430072606934,45.850626033333334,11.685087065346242,412.65563430000009,0.2286,null,null,null,null,null,null,null,null,null,45,45,-44,-47]
[8,203.2,0,0,0,0,0,0,0,0,0,0,0,0,0,1.2983430072606934,45.850626033333334,1.2983430072606934,45.850626033333334,10.386744058085549,366.80500826666673,0.20319999999999999,null,null,null,null,null,null,null,null,null,46,46,-45,-48]
[7,177.79999999999998,0,0,0,0,0,0,0,0,0,0,0,0,0,1.2983430072606934,45.850626033333334,1.2983430072606934,45.850626033333334,9.0884010508248547,320.95438223333338,0.17779999999999999,null,null,null,null,null,null,null,null,null,47,47,-46,-49]
[6,152.39999999999998,0,0,0,0,0,0,0,0,0,0,0,0,0,1.2983430072606934,45.850626033333334,1.2983430072606934,45.850626033333334,7.7900580435641604,275.10375620000002,0.15239999999999998,null,null,null,null,null,null,null,null,null,48,48,-47,-50]
[5,{"$f":"A93*25.4","v":127},0,0,0,0,0,0,0,0,0,0,0,0,0,1.2983430072606934,45.850626033333334,1.2983430072606934,45.850626033333334,6.4917150363034661,229.25313016666666,0.127,null,null,null,null,null,null,null,null,null,-1,49,-48,-51]
[{"$f":"IF(AF97=0,0,IF(A93=\" \",\"\",A93-1))","v":4},101.6,{"$f":"IF(A94=0,0,IF(A94<0,\"\",D94*0.0283168))","v":0},{"$f":"IF(A94=0,0,IF(A94<0,\"\",IF(AF98>=1,LOOKUP(AF98,AL$28:AL$75,AK$28:AK$75),0)))","v":0},{"$f":"IF(A94=0,0,IF(A94<0,\"\",F94*0.0283168))","v":0},{"$f":"IF(A94=0,0,IF(A94<0,\"\",IF(AF98>=37,LOOKUP(AF98,AL$64:AL$75,AM$64:AM$75),0)))","v":0},{"$f":"IF(A94=0,0,IF(A94<0,\"\",I94*0.0283168))","v":0},{"$f":"IF(A94=0,0,IF(A94<0,\"\",I94*$AB$46))","v":0},{"$f":"IF(A94=0,0,IF(A94<0,\"\",IF(AF98>=1,LOOKUP(AF98,AL$28:AL$75,AO$28:AO$75),0)))","v":0},{"$f":"IF(A94=0,0,IF(A94<0,\"\",H94*0.0283168))","v":0},{"$f":"IF(A94=0,0,IF(A94<0,\"\",J94+L94))","v":0},{"$f":"IF(A94=0,0,IF(A94<0,\"\",M94*0.0283168))","v":0},{"$f":"IF(A94=0,0,IF(A94<0,\"\",D94*$AB$45))","v":0},{"$f":"IF(A94=0,0,IF(A94<0,\"\",O94*0.0283168))","v":0},{"$f":"IF(A94<=0,\"\",F94*$AB$47)","v":0},{"$f":"IF(A94=0,0,IF(A94<0,\"\",Q94*0.0283168))","v":1.2983430072606934},{"$f":"IF(A94<=0,\"\",((AB$34*1/12)-M94-H94-O94)*AC$53)","v":45.850626033333334},{"$f":"IF(A94=0,0,IF(A94<0,\"\",S94*0.0283168))","v":1.2983430072606934},{"$f":"IF(A94<=0,\"\",M94+Q94+O94+H94)","v":45.850626033333334},{"$f":"IF(A94=0,0,IF(A94<0,\"\",U94*0.0283168))","v":5.1933720290427736},{"$f":"IF(A94<=0,\" \",IF(A94=1,Q94,S94+U95))","v":183.40250413333334},{"$f":"IF(A94=0,0,IF(A94<0,\"\",N$23+B94/1000))","v":0.1016},null,null,null,null,null,null,null,null,null,-1,50,-49,-52]
[3,76.199999999999989,0,0,0,0,0,0,0,0,0,0,0,0,0,1.2983430072606934,45.850626033333334,1.2983430072606934,45.850626033333334,3.8950290217820802,137.55187810000001,7.619999999999999E-2,null,null,null,null,null,null,null,null,null,-1,51,-50,-53]
[2,50.8,0,0,0,0,0,0,0,0,0,0,0,0,0,1.2983430072606934,45.850626033333334,1.2983430072606934,45.850626033333334,2.5966860145213868,91.701252066666669,5.0799999999999998E-2,null,null,null,null,null,null,null,null,null,-1,52,-51,-54]
[1,25.4,0,0,0,0,0,0,0,0,0,0,0,0,0,1.2983430072606934,45.850626033333334,1.2983430072606934,45.850626033333334,1.2983430072606934,45.850626033333334,2.5399999999999999E-2,null,null,null,null,null,null,null,null,null,{"$f":"IF(AND(AF96>=1,AF96<47),AF96+1,IF(AH97=0,1,IF(AF96=47,AF96+1,-1)))","v":-1},{"$f":"IF(AG96>=1,AG96+1,IF(AH97=0,1,-1))","v":53},-52,-55]
[0,0,0,0,0,0,0,0,0,0,0,0,0,0,"",0,"",0,"",0," ",0,null,null,null,null,null,null,null,null,null,-1,54,{"$f":"AH97-1","v":-53},{"$f":"AI97-1","v":-56}]
[-1,-25.4,"","","","","","","","","","","","","","","","","",""," ","",null,null,null,null,null,null,null,null,null,-1,55,-54,-57]
[-2,-50.8,"","","","","","","","","","","","","","","","","",""," ","",null,null,null,null,null,null,null,null,null,-1,56,-55,-58]
[-3,-76.199999999999989,"","","","","","","","","","","","","","","","","",""," ","",null,null,null,null,null,null,null,null,null,-1,57,-56,-59]
[-4,-101.6,"","","","","","","","","","","","","","","","","",""," ","",null,null,null,null,null,null,null,null,null,-1,58,-57,-60]
[-5,-127,"","","","","","","","","","","","","","","","","",""," ","",null,null,null,null,null,null,null,null,null,-1,59,-58,-61]
[-6,-152.39999999999998,"","","","","","","","","","","","","","","","","",""," ","",null,null,null,null,null,null,null,null,null,-1,60,-59,-62]
[-7,-177.79999999999998,"","","","","","","","","","","","","","","","","",""," ","",null,null,null,null,null,null,null,null,null,-1,61,-60,-63]
[-8,-203.2,"","","","","","","","","","","","","","","","","",""," ","",null,null,null,null,null,null,null,null,null,-1,62,-61,-64]
[-9,-228.6,"","","","","","","","","","","","","","","","","",""," ","",null,null,null,null,null,null,null,null,null,-1,63,-62,-65]
[-10,-254,"","","","","","","","","","","","","","","","","",""," ","",null,null,null,null,null,null,null,null,null,-1,64,-63,-66]
[-11,-279.39999999999998,"","","","","","","","","","","","","","","","","",""," ","",null,null,null,null,null,null,null,null,null,-1,65,-64,-67]
[-12,-304.79999999999995,"","","","","","","","","","","","","","","","","",""," ","",null,null,null,null,null,null,null,null,null,-1,66,-65,-68]
[-13,-330.2,"","","","","","","","","","","","","","","","","",""," ","",null,null,null,null,null,null,null,null,null,-1,67,-66,-69]
[-14,-355.59999999999997,"","","","","","","","","","","","","","","","","",""," ","",null,null,null,null,null,null,null,null,null,-1,68,-67,-70]
[-15,-381,"","","","","","","","","","","","","","","","","",""," ","",null,null,null,null,null,null,null,null,null,-1,69,-68,-71]
[-16,-406.4,"","","","","","","","","","","","","","","","","",""," ","",null,null,null,null,null,null,null,null,null,-1,70,-69,-72]
[-17,-431.79999999999995,"","","","","","","","","","","","","","","","","",""," ","",null,null,null,null,null,null,null,null,null,-1,71,-70,-73]
[-18,-457.2,"","","","","","","","","","","","","","","","","",""," ","",null,null,null,null,null,null,null,null,null,-1,72,-71,-74]
[-19,-482.59999999999997,"","","","","","","","","","","","","","","","","",""," ","",null,null,null,null,null,null,null,null,null,-1,73,-72,-75]
[-20,-508,"","","","","","","","","","","","","","","","","",""," ","",null,null,null,null,null,null,null,null,null,-1,74,-73,-76]
[-21,-533.4,"","","","","","","","","","","","","","","","","",""," ","",null,null,null,null,null,null,null,null,null,-1,75,-74,-77]
[-22,-558.79999999999995,"","","","","","","","","","","","","","","","","",""," ","",null,null,null,null,null,null,null,null,null,-1,76,-75,-78]
[-23,-584.19999999999993,"","","","","","","","","","","","","","","","","",""," ","",null,null,null,null,null,null,null,null,null,-1,77,-76,-79]
[-24,-609.59999999999991,"","","","","","","","","","","","","","","","","",""," ","",null,null,null,null,null,null,null,null,null,-1,78,-77,-80]
[-25,-635,"","","","","","","","","","","","","","","","","",""," ","",null,null,null,null,null,null,null,null,null,-1,79,-78,-81]
[-26,-660.4,"","","","","","","","","","","","","","","","","",""," ","",null,null,null,null,null,null,null,null,null,-1,80,-79,-82]
[-27,-685.8,"","","","","","","","","","","","","","","","","",""," ","",null,null,null,null,null,null,null,null,null,-1,81,-80,-83]
[-28,-711.19999999999993,"","","","","","","","","","","","","","","","","",""," ","",null,null,null,null,null,null,null,null,null,-1,82,-81,-84]
[-29,-736.59999999999991,"","","","","","","","","","","","","","","","","",""," ","",null,null,null,null,null,null,null,null,null,-1,83,-82,-85]
[-30,-762,"","","","","","","","","","","","","","","","","",""," ","",null,null,null,null,null,null,null,null,null,-1,84,-83,-86]
[-31,-787.4,"","","","","","","","","","","","","","","","","",""," ","",null,null,null,null,null,null,null,null,null,-1,85,-84,-87]
[-32,-812.8,"","","","","","","","","","","","","","","","","",""," ","",null,null,null,null,null,null,null,null,null,-1,86,-85,-88]
[-33,-838.19999999999993,"","","","","","","","","","","","","","","","","",""," ","",null,null,null,null,null,null,null,null,null,-1,87,-86,-89]
[-34,-863.59999999999991,"","","","","","","","","","","","","","","","","",""," ","",null,null,null,null,null,null,null,null,null,-1,88,-87,-90]
[-35,-889,"","","","","","","","","","","","","","","","","",""," ","",null,null,null,null,null,null,null,null,null,-1,89,-88,-91]
[-36,-914.4,"","","","","","","","","","","","","","","","","",""," ","",null,null,null,null,null,null,null,null,null,-1,90,-89,-92]
[-37,-939.8,"","","","","","","","","","","","","","","","","",""," ","",null,null,null,null,null,null,null,null,null,-1,91,-90,-93]
[-38,-965.19999999999993,"","","","","","","","","","","","","","","","","",""," ","",null,null,null,null,null,null,null,null,null,-1,92,-91,-94]
[-39,-990.59999999999991,"","","","","","","","","","","","","","","","","",""," ","",null,null,null,null,null,null,null,null,null,-1,93,-92,-95]
[-40,-1016,"","","","","","","","","","","","","","","","","",""," ","",null,null,null,null,null,null,null,null,null,-1,94,-93,-96]
[-41,-1041.3999999999999,"","","","","","","","","","","","","","","","","",""," ","",null,null,null,null,null,null,null,null,null,-1,95,-94,-97]
[-42,-1066.8,"","","","","","","","","","","","","","","","","",""," ","",null,null,null,null,null,null,null,null,null,-1,96,-95,-98]
[-43,-1092.2,"","","","","","","","","","","","","","","","","",""," ","",null,null,null,null,null,null,null,null,null,-1,97,-96,-99]
[-44,-1117.5999999999999,"","","","","","","","","","","","","","","","","",""," ","",null,null,null,null,null,null,null,null,null,-1,98,-97,-100]
[-45,-1143,"","","","","","","","","","","","","","","","","",""," ","",null,null,null,null,null,null,null,null,null,-1,99,-98,-101]
[-46,-1168.3999999999999,"","","","","","","","","","","","","","","","","",""," ","",null,null,null,null,null,null,null,null,null,-1,100,-99,-102]
[-47,-1193.8,"","","","","","","","","","","","","","","","","",""," ","",null,null,null,null,null,null,null,null,null,-1,101,-100,-103]
[-48,-1219.1999999999998,"","","","","","","","","","","","","","","","","",""," ","",null,null,null,null,null,null,null,null,null,-1,102,-101,-104]
[-49,-1244.5999999999999,"","","","","","","","","","","","","","","","","",""," ","",null,null,null,null,null,null,null,null,null,-1,103,-102,-105]
[-50,-1270,"","","","","","","","","","","","","","","","","",""," ","",null,null,null,null,null,null,null,null,null,-1,104,-103,-106]
[-51,-1295.3999999999999,"","","","","","","","","","","","","","","","","",""," ","",null,null,null,null,null,null,null,null,null,-1,105,-104,-107]
[-52,-1320.8,"","","","","","","","","","","","","","","","","",""," ","",null,null,null,null,null,null,null,null,null,-1,106,-105,-108]
[-53,-1346.1999999999998,"","","","","","","","","","","","","","","","","",""," ","",null,null,null,null,null,null,null,null,null,-1,107,-106,-109]
[-54,-1371.6,"","","","","","","","","","","","","","","","","",""," ","",null,null,null,null,null,null,null,null,null,-1,108,-107,-110]
[-55,-1397,"","","","","","","","","","","","","","","","","",""," ","",null,null,null,null,null,null,null,null,null,-1,109,-108,-111]
[-56,-1422.3999999999999,"","","","","","","","","","","","","","","","","",""," ","",null,null,null,null,null,null,null,null,null,-1,110,-109,-112]
[-57,-1447.8,"","","","","","","","","","","","","","","","","",""," ","",null,null,null,null,null,null,null,null,null,-1,111,-110,-113]
[-58,-1473.1999999999998,"","","","","","","","","","","","","","","","","",""," ","",null,null,null,null,null,null,null,null,null,-1,112,-111,-114]
[-59,{"$f":"A157*25.4","v":-1498.6},"","","","","","","","","","","","","","","","","",""," ","",null,null,null,null,null,null,null,null,null,-1,113,-112,-115]
[{"$f":"IF(AF161=0,0,IF(A157=\" \",\"\",A157-1))","v":-60},-1524,{"$f":"IF(A158=0,0,IF(A158<0,\"\",D158*0.0283168))","v":""},{"$f":"IF(A158=0,0,IF(A158<0,\"\",IF(AF162>=1,LOOKUP(AF162,AL$28:AL$75,AK$28:AK$75),0)))","v":""},{"$f":"IF(A158=0,0,IF(A158<0,\"\",F158*0.0283168))","v":""},{"$f":"IF(A158=0,0,IF(A158<0,\"\",IF(AF162>=37,LOOKUP(AF162,AL$64:AL$75,AM$64:AM$75),0)))","v":""},{"$f":"IF(A158=0,0,IF(A158<0,\"\",I158*0.0283168))","v":""},{"$f":"IF(A158=0,0,IF(A158<0,\"\",I158*$AB$46))","v":""},{"$f":"IF(A158=0,0,IF(A158<0,\"\",IF(AF162>=1,LOOKUP(AF162,AL$28:AL$75,AO$28:AO$75),0)))","v":""},{"$f":"IF(A158=0,0,IF(A158<0,\"\",H158*0.0283168))","v":""},{"$f":"IF(A158=0,0,IF(A158<0,\"\",J158+L158))","v":""},{"$f":"IF(A158=0,0,IF(A158<0,\"\",M158*0.0283168))","v":""},{"$f":"IF(A158=0,0,IF(A158<0,\"\",D158*$AB$45))","v":""},{"$f":"IF(A158=0,0,IF(A158<0,\"\",O158*0.0283168))","v":""},{"$f":"IF(A158<=0,\"\",F158*$AB$47)","v":""},{"$f":"IF(A158=0,0,IF(A158<0,\"\",Q158*0.0283168))","v":""},{"$f":"IF(A158<=0,\"\",((AB$34*1/12)-M158-H158-O158)*AC$53)","v":""},{"$f":"IF(A158=0,0,IF(A158<0,\"\",S158*0.0283168))","v":""},{"$f":"IF(A158<=0,\"\",M158+Q158+O158+H158)","v":""},{"$f":"IF(A158=0,0,IF(A158<0,\"\",U158*0.0283168))","v":""},{"$f":"IF(A158<=0,\" \",IF(A158=1,Q158,S158+U159))","v":" "},{"$f":"IF(A158=0,0,IF(A158<0,\"\",N$23+B158/1000))","v":""},null,null,null,null,null,null,null,null,null,-1,114,-113,-116]
[-61,-1549.3999999999999,"","","","","","","","","","","","","","","","","",""," ","",null,null,null,null,null,null,null,null,null,-1,115,-114,-117]
[-62,-1574.8,"","","","","","","","","","","","","","","","","",""," ","",null,null,null,null,null,null,null,null,null,-1,116,-115,-118]
[-63,-1600.1999999999998,"","","","","","","","","","","","","","","","","",""," ","",null,null,null,null,null,null,null,null,null,{"$f":"IF(AND(AF160>=1,AF160<47),AF160+1,IF(AH161=0,1,IF(AF160=47,AF160+1,-1)))","v":-1},{"$f":"IF(AG160>=1,AG160+1,IF(AH161=0,1,-1))","v":117},-116,-119]
[-64,-1625.6,"","","","","","","","","","","","","","","","","",""," ","",null,null,null,null,null,null,null,null,null,-1,118,{"$f":"AH161-1","v":-117},{"$f":"AI161-1","v":-120}]
[-65,-1651,"","","","","","","","","","","","","","","","","",""," ","",null,null,null,null,null,null,null,null,null,-1,119,-118,-121]
[-66,-1676.3999999999999,"","","","","","","","","","","","","","","","","",""," ","",null,null,null,null,null,null,null,null,null,-1,120,-119,-122]
[-67,-1701.8,"","","","","","","","","","","","","","","","","",""," ","",null,null,null,null,null,null,null,null,null,-1,121,-120,-123]
[-68,-1727.1999999999998,"","","","","","","","","","","","","","","","","",""," ","",null,null,null,null,null,null,null,null,null,-1,122,-121,-124]
[-69,-1752.6,"","","","","","","","","","","","","","","","","",""," ","",null,null,null,null,null,null,null,null,null,-1,123,-122,-125]
[-70,-1778,"","","","","","","","","","","","","","","","","",""," ","",null,null,null,null,null,null,null,null,null,-1,124,-123,-126]
[-71,-1803.3999999999999,"","","","","","","","","","","","","","","","","",""," ","",null,null,null,null,null,null,null,null,null,-1,125,-124,-127]
[-72,-1828.8,"","","","","","","","","","","","","","","","","",""," ","",null,null,null,null,null,null,null,null,null,-1,126,-125,-128]
[-73,-1854.1999999999998,"","","","","","","","","","","","","","","","","",""," ","",null,null,null,null,null,null,null,null,null,-1,127,-126,-129]
[-74,-1879.6,"","","","","","","","","","","","","","","","","",""," ","",null,null,null,null,null,null,null,null,null,-1,128,-127,-130]
[-75,-1905,"","","","","","","","","","","","","","","","","",""," ","",null,null,null,null,null,null,null,null,null,-1,129,-128,-131]
[-76,-1930.3999999999999,"","","","","","","","","","","","","","","","","",""," ","",null,null,null,null,null,null,null,null,null,-1,130,-129,-132]
[-77,-1955.8,"","","","","","","","","","","","","","","","","",""," ","",null,null,null,null,null,null,null,null,null,-1,131,-130,-133]
[-78,-1981.1999999999998,"","","","","","","","","","","","","","","","","",""," ","",null,null,null,null,null,null,null,null,null,-1,132,-131,-134]
[-79,-2006.6,"","","","","","","","","","","","","","","","","",""," ","",null,null,null,null,null,null,null,null,null,-1,133,-132,-135]
[-80,-2032,"","","","","","","","","","","","","","","","","",""," ","",null,null,null,null,null,null,null,null,null,-1,134,-133,-136]
[-81,-2057.4,"","","","","","","","","","","","","","","","","",""," ","",null,null,null,null,null,null,null,null,null,-1,135,-134,-137]
[-82,-2082.7999999999997,"","","","","","","","","","","","","","","","","",""," ","",null,null,null,null,null,null,null,null,null,-1,136,-135,-138]
[-83,-2108.1999999999998,"","","","","","","","","","","","","","","","","",""," ","",null,null,null,null,null,null,null,null,null,-1,137,-136,-139]
[-84,-2133.6,"","","","","","","","","","","","","","","","","",""," ","",null,null,null,null,null,null,null,null,null,-1,138,-137,-140]
[-85,-2159,"","","","","","","","","","","","","","","","","",""," ","",null,null,null,null,null,null,null,null,null,-1,139,-138,-141]
[-86,-2184.4,"","","","","","","","","","","","","","","","","",""," ","",null,null,null,null,null,null,null,null,null,-1,140,-139,-142]
[-87,-2209.7999999999997,"","","","","","","","","","","","","","","","","",""," ","",null,null,null,null,null,null,null,null,null,-1,141,-140,-143]
[-88,-2235.1999999999998,"","","","","","","","","","","","","","","","","",""," ","",null,null,null,null,null,null,null,null,null,-1,142,-141,-144]
[-89,-2260.6,"","","","","","","","","","","","","","","","","",""," ","",null,null,null,null,null,null,null,null,null,-1,143,-142,-145]
[-90,-2286,"","","","","","","","","","","","","","","","","",""," ","",null,null,null,null,null,null,null,null,null,-1,144,-143,-146]
[-91,-2311.4,"","","","","","","","","","","","","","","","","",""," ","",null,null,null,null,null,null,null,null,null,-1,145,-144,-147]
[-92,-2336.7999999999997,"","","","","","","","","","","","","","","","","",""," ","",null,null,null,null,null,null,null,null,null,-1,146,-145,-148]
[-93,-2362.1999999999998,"","","","","","","","","","","","","","","","","",""," ","",null,null,null,null,null,null,null,null,null,-1,147,-146,-149]
[-94,-2387.6,"","","","","","","","","","","","","","","","","",""," ","",null,null,null,null,null,null,null,null,null,-1,148,-147,-150]
[-95,-2413,"","","","","","","","","","","","","","","","","",""," ","",null,null,null,null,null,null,null,null,null,-1,149,-148,-151]
[-96,-2438.3999999999996,"","","","","","","","","","","","","","","","","",""," ","",null,null,null,null,null,null,null,null,null,-1,150,-149,-152]
[-97,-2463.7999999999997,"","","","","","","","","","","","","","","","","",""," ","",null,null,null,null,null,null,null,null,null,-1,151,-150,-153]
[-98,-2489.1999999999998,"","","","","","","","","","","","","","","","","",""," ","",null,null,null,null,null,null,null,null,null,-1,152,-151,-154]
[-99,-2514.6,"","","","","","","","","","","","","","","","","",""," ","",null,null,null,null,null,null,null,null,null,-1,153,-152,-155]
[-100,-2540,"","","","","","","","","","","","","","","","","",""," ","",null,null,null,null,null,null,null,null,null,-1,154,-153,-156]
[-101,-2565.3999999999996,"","","","","","","","","","","","","","","","","",""," ","",null,null,null,null,null,null,null,null,null,-1,155,-154,-157]
[-102,-2590.7999999999997,"","","","","","","","","","","","","","","","","",""," ","",null,null,null,null,null,null,null,null,null,-1,156,-155,-158]
[-103,-2616.1999999999998,"","","","","","","","","","","","","","","","","",""," ","",null,null,null,null,null,null,null,null,null,-1,157,-156,-159]
[-104,-2641.6,"","","","","","","","","","","","","","","","","",""," ","",null,null,null,null,null,null,null,null,null,-1,158,-157,-160]
[-105,-2667,"","","","","","","","","","","","","","","","","",""," ","",null,null,null,null,null,null,null,null,null,-1,159,-158,-161]
[-106,-2692.3999999999996,"","","","","","","","","","","","","","","","","",""," ","",null,null,null,null,null,null,null,null,null,-1,160,-159,-162]
[-107,-2717.7999999999997,"","","","","","","","","","","","","","","","","",""," ","",null,null,null,null,null,null,null,null,null,-1,161,-160,-163]
[-108,-2743.2,"","","","","","","","","","","","","","","","","",""," ","",null,null,null,null,null,null,null,null,null,-1,162,-161,-164]
[-109,-2768.6,"","","","","","","","","","","","","","","","","",""," ","",null,null,null,null,null,null,null,null,null,-1,163,-162,-165]
[-110,-2794,"","","","","","","","","","","","","","","","","",""," ","",null,null,null,null,null,null,null,null,null,-1,164,-163,-166]
[-111,-2819.3999999999996,"","","","","","","","","","","","","","","","","",""," ","",null,null,null,null,null,null,null,null,null,-1,165,-164,-167]
[-112,-2844.7999999999997,"","","","","","","","","","","","","","","","","",""," ","",null,null,null,null,null,null,null,null,null,-1,166,-165,-168]
[-113,-2870.2,"","","","","","","","","","","","","","","","","",""," ","",null,null,null,null,null,null,null,null,null,-1,167,-166,-169]
[-114,-2895.6,"","","","","","","","","","","","","","","","","",""," ","",null,null,null,null,null,null,null,null,null,-1,168,-167,-170]
[-115,-2921,"","","","","","","","","","","","","","","","","",""," ","",null,null,null,null,null,null,null,null,null,-1,169,-168,-171]
[-116,-2946.3999999999996,"","","","","","","","","","","","","","","","","",""," ","",null,null,null,null,null,null,null,null,null,-1,170,-169,-172]
[-117,-2971.7999999999997,"","","","","","","","","","","","","","","","","",""," ","",null,null,null,null,null,null,null,null,null,-1,171,-170,-173]
[-118,-2997.2,"","","","","","","","","","","","","","","","","",""," ","",null,null,null,null,null,null,null,null,null,-1,172,-171,-174]
[-119,-3022.6,"","","","","","","","","","","","","","","","","",""," ","",null,null,null,null,null,null,null,null,null,-1,173,-172,-175]
[-120,-3048,"","","","","","","","","","","","","","","","","",""," ","",null,null,null,null,null,null,null,null,null,-1,174,-173,-176]
[-121,-3073.3999999999996,"","","","","","","","","","","","","","","","","",""," ","",null,null,null,null,null,null,null,null,null,-1,175,-174,-177]
[-122,-3098.7999999999997,"","","","","","","","","","","","","","","","","",""," ","",null,null,null,null,null,null,null,null,null,-1,176,-175,-178]
[-123,{"$f":"A221*25.4","v":-3124.2},"","","","","","","","","","","","","","","","","",""," ","",null,null,null,null,null,null,null,null,null,-1,177,-176,-179]
[{"$f":"IF(AF225=0,0,IF(A221=\" \",\"\",A221-1))","v":-124},-3149.6,{"$f":"IF(A222=0,0,IF(A222<0,\"\",D222*0.0283168))","v":""},{"$f":"IF(A222=0,0,IF(A222<0,\"\",IF(AF226>=1,LOOKUP(AF226,AL$28:AL$75,AK$28:AK$75),0)))","v":""},{"$f":"IF(A222=0,0,IF(A222<0,\"\",F222*0.0283168))","v":""},{"$f":"IF(A222=0,0,IF(A222<0,\"\",IF(AF226>=37,LOOKUP(AF226,AL$64:AL$75,AM$64:AM$75),0)))","v":""},{"$f":"IF(A222=0,0,IF(A222<0,\"\",I222*0.0283168))","v":""},{"$f":"IF(A222=0,0,IF(A222<0,\"\",I222*$AB$46))","v":""},{"$f":"IF(A222=0,0,IF(A222<0,\"\",IF(AF226>=1,LOOKUP(AF226,AL$28:AL$75,AO$28:AO$75),0)))","v":""},{"$f":"IF(A222=0,0,IF(A222<0,\"\",H222*0.0283168))","v":""},{"$f":"IF(A222=0,0,IF(A222<0,\"\",J222+L222))","v":""},{"$f":"IF(A222=0,0,IF(A222<0,\"\",M222*0.0283168))","v":""},{"$f":"IF(A222=0,0,IF(A222<0,\"\",D222*$AB$45))","v":""},{"$f":"IF(A222=0,0,IF(A222<0,\"\",O222*0.0283168))","v":""},{"$f":"IF(A222<=0,\"\",F222*$AB$47)","v":""},{"$f":"IF(A222=0,0,IF(A222<0,\"\",Q222*0.0283168))","v":""},{"$f":"IF(A222<=0,\"\",((AB$34*1/12)-M222-H222-O222)*AC$53)","v":""},{"$f":"IF(A222=0,0,IF(A222<0,\"\",S222*0.0283168))","v":""},{"$f":"IF(A222<=0,\"\",M222+Q222+O222+H222)","v":""},{"$f":"IF(A222=0,0,IF(A222<0,\"\",U222*0.0283168))","v":""},{"$f":"IF(A222<=0,\" \",IF(A222=1,Q222,S222+U223))","v":" "},{"$f":"IF(A222=0,0,IF(A222<0,\"\",N$23+B222/1000))","v":""},null,null,null,null,null,null,null,null,null,-1,178,-177,-180]
[-125,-3175,"","","","","","","","","","","","","","","","","",""," ","",null,null,null,null,null,null,null,null,null,-1,179,-178,-181]
[-126,-3200.3999999999996,"","","","","","","","","","","","","","","","","",""," ","",null,null,null,null,null,null,null,null,null,-1,180,-179,-182]
[-127,-3225.7999999999997,"","","","","","","","","","","","","","","","","",""," ","",null,null,null,null,null,null,null,null,null,{"$f":"IF(AND(AF224>=1,AF224<47),AF224+1,IF(AH225=0,1,IF(AF224=47,AF224+1,-1)))","v":-1},{"$f":"IF(AG224>=1,AG224+1,IF(AH225=0,1,-1))","v":181},-180,-183]
[-128,-3251.2,"","","","","","","","","","","","","","","","","",""," ","",null,null,null,null,null,null,null,null,null,-1,182,{"$f":"AH225-1","v":-181},{"$f":"AI225-1","v":-184}]
[-129,-3276.6,"","","","","","","","","","","","","","","","","",""," ","",null,null,null,null,null,null,null,null,null,-1,183,-182,-185]
[-130,-3302,"","","","","","","","","","","","","","","","","",""," ","",null,null,null,null,null,null,null,null,null,-1,184,-183,-186]
[-131,-3327.3999999999996,"","","","","","","","","","","","","","","","","",""," ","",null,null,null,null,null,null,null,null,null,-1,185,-184,-187]
[-132,-3352.7999999999997,"","","","","","","","","","","","","","","","","",""," ","",null,null,null,null,null,null,null,null,null,-1,186,-185,-188]
[-133,-3378.2,"","","","","","","","","","","","","","","","","",""," ","",null,null,null,null,null,null,null,null,null,-1,187,-186,-189]
[-134,-3403.6,"","","","","","","","","","","","","","","","","",""," ","",null,null,null,null,null,null,null,null,null,-1,188,-187,-190]
[-135,-3429,"","","","","","","","","","","","","","","","","",""," ","",null,null,null,null,null,null,null,null,null,-1,189,-188,-191]
[-136,null,null,null,null,null,null,null,null,null,{"$f":"IF(A234<=0,\"\",J234+L234)","v":""},null,null,null,null,null,null,null,null,null,null,null,null,null,null,null,null,null,null,null,null,-1,190,-189,-192]
[-137,null,null,null,null,null,null,null,null,null,"",null,null,null,null,null,null,null,null,null,null,null,null,null,null,null,null,null,null,null,null,-1,191,-190,-193]
[-138,null,null,null,null,null,null,null,null,null,"",null,null,null,null,null,null,null,null,null,null,null,null,null,null,null,null,null,null,null,null,-1,192,-191,-194]
[-139,null,null,null,null,null,null,null,null,null,"",null,null,null,null,null,null,null,null,null,null,null,null,null,null,null,null,null,null,null,null,-1,193,-192,-195]
[-140,null,null,null,null,null,null,null,null,null,"",null,null,null,null,null,null,null,null,null,null,null,null,null,null,null,null,null,null,null,null,-1,194,-193,-196]
[-141,null,null,null,null,null,null,null,null,null,"",null,null,null,null,null,null,null,null,null,null,null,null,null,null,null,null,null,null,null,null,-1,195,-194,-197]
[-142,null,null,null,null,null,null,null,null,null,"",null,null,null,null,null,null,null,null,null,null,null,null,null,null,null,null,null,null,null,null,-1,196,-195,-198]
[-143,null,null,null,null,null,null,null,null,null,"",null,null,null,null,null,null,null,null,null,null,null,null,null,null,null,null,null,null,null,null,-1,197,-196,-199]
[-144,null,null,null,null,null,null,null,null,null,"",null,null,null,null,null,null,null,null,null,null,null,null,null,null,null,null,null,null,null,null,-1,198,-197,-200]
[-145,null,null,null,null,null,null,null,null,null,"",null,null,null,null,null,null,null,null,null,null,null,null,null,null,null,null,null,null,null,null,-1,199,-198,-201]
[-146,null,null,null,null,null,null,null,null,null,"",null,null,null,null,null,null,null,null,null,null,null,null,null,null,null,null,null,null,null,null,-1,200,-199,-202]
[-147,null,null,null,null,null,null,null,null,null,"",null,null,null,null,null,null,null,null,null,null,null,null,null,null,null,null,null,null,null,null,-1,201,-200,-203]
[-148,null,null,null,null,null,null,null,null,null,"",null,null,null,null,null,null,null,null,null,null,null,null,null,null,null,null,null,null,null,null,-1,202,-201,-204]
[-149,null,null,null,null,null,null,null,null,null,"",null,null,null,null,null,null,null,null,null,null,null,null,null,null,null,null,null,null,null,null,-1,203,-202,-205]
[-150,null,null,null,null,null,null,null,null,null,"",null,null,null,null,null,null,null,null,null,null,null,null,null,null,null,null,null,null,null,null,-1,204,-203,-206]
[-151,null,null,null,null,null,null,null,null,null,"",null,null,null,null,null,null,null,null,null,null,null,null,null,null,null,null,null,null,null,null,-1,205,-204,-207]
[-152,null,null,null,null,null,null,null,null,null,"",null,null,null,null,null,null,null,null,null,null,null,null,null,null,null,null,null,null,null,null,-1,206,-205,-208]
[-153,null,null,null,null,null,null,null,null,null,"",null,null,null,null,null,null,null,null,null,null,null,null,null,null,null,null,null,null,null,null,-1,207,-206,-209]
[-154,null,null,null,null,null,null,null,null,null,"",null,null,null,null,null,null,null,null,null,null,null,null,null,null,null,null,null,null,null,null,-1,208,-207,-210]
[-155,null,null,null,null,null,null,null,null,null,"",null,null,null,null,null,null,null,null,null,null,null,null,null,null,null,null,null,null,null,null,-1,209,-208,-211]
[-156,null,null,null,null,null,null,null,null,null,"",null,null,null,null,null,null,null,null,null,null,null,null,null,null,null,null,null,null,null,null,-1,210,-209,-212]
[-157,null,null,null,null,null,null,null,null,null,"",null,null,null,null,null,null,null,null,null,null,null,null,null,null,null,null,null,null,null,null,-1,211,-210,-213]
[-158,null,null,null,null,null,null,null,null,null,"",null,null,null,null,null,null,null,null,null,null,null,null,null,null,null,null,null,null,null,null,-1,212,-211,-214]
[-159,null,null,null,null,null,null,null,null,null,"",null,null,null,null,null,null,null,null,null,null,null,null,null,null,null,null,null,null,null,null,-1,213,-212,-215]
[-160,null,null,null,null,null,null,null,null,null,"",null,null,null,null,null,null,null,null,null,null,null,null,null,null,null,null,null,null,null,null,-1,214,-213,-216]
[-161,null,null,null,null,null,null,null,null,null,"",null,null,null,null,null,null,null,null,null,null,null,null,null,null,null,null,null,null,null,null,-1,215,-214,-217]
[-162,null,null,null,null,null,null,null,null,null,"",null,null,null,null,null,null,null,null,null,null,null,null,null,null,null,null,null,null,null,null,-1,216,-215,-218]
[-163,null,null,null,null,null,null,null,null,null,"",null,null,null,null,null,null,null,null,null,null,null,null,null,null,null,null,null,null,null,null,-1,217,-216,-219]
[-164,null,null,null,null,null,null,null,null,null,"",null,null,null,null,null,null,null,null,null,null,null,null,null,null,null,null,null,null,null,null,-1,218,-217,-220]
[-165,null,null,null,null,null,null,null,null,null,"",null,null,null,null,null,null,null,null,null,null,null,null,null,null,null,null,null,null,null,null,-1,219,-218,-221]
[-166,null,null,null,null,null,null,null,null,null,"",null,null,null,null,null,null,null,null,null,null,null,null,null,null,null,null,null,null,null,null,-1,220,-219,-222]
[-167,null,null,null,null,null,null,null,null,null,"",null,null,null,null,null,null,null,null,null,null,null,null,null,null,null,null,null,null,null,null,-1,221,-220,-223]
[-168,null,null,null,null,null,null,null,null,null,"",null,null,null,null,null,null,null,null,null,null,null,null,null,null,null,null,null,null,null,null,-1,222,-221,-224]
[-169,null,null,null,null,null,null,null,null,null,"",null,null,null,null,null,null,null,null,null,null,null,null,null,null,null,null,null,null,null,null,-1,223,-222,-225]
[-170,null,null,null,null,null,null,null,null,null,"",null,null,null,null,null,null,null,null,null,null,null,null,null,null,null,null,null,null,null,null,-1,224,-223,-226]
[-171,null,null,null,null,null,null,null,null,null,"",null,null,null,null,null,null,null,null,null,null,null,null,null,null,null,null,null,null,null,null,-1,225,-224,-227]
[-172,null,null,null,null,null,null,null,null,null,"",null,null,null,null,null,null,null,null,null,null,null,null,null,null,null,null,null,null,null,null,-1,226,-225,-228]
[-173,null,null,null,null,null,null,null,null,null,"",null,null,null,null,null,null,null,null,null,null,null,null,null,null,null,null,null,null,null,null,-1,227,-226,-229]
[-174,null,null,null,null,null,null,null,null,null,"",null,null,null,null,null,null,null,null,null,null,null,null,null,null,null,null,null,null,null,null,-1,228,-227,-230]
[-175,null,null,null,null,null,null,null,null,null,"",null,null,null,null,null,null,null,null,null,null,null,null,null,null,null,null,null,null,null,null,-1,229,-228,-231]
[-176,null,null,null,null,null,null,null,null,null,"",null,null,null,null,null,null,null,null,null,null,null,null,null,null,null,null,null,null,null,null,-1,230,-229,-232]
[-177,null,null,null,null,null,null,null,null,null,"",null,null,null,null,null,null,null,null,null,null,null,null,null,null,null,null,null,null,null,null,-1,231,-230,-233]
[-178,null,null,null,null,null,null,null,null,null,"",null,null,null,null,null,null,null,null,null,null,null,null,null,null,null,null,null,null,null,null,-1,232,-231,-234]
[-179,null,null,null,null,null,null,null,null,null,"",null,null,null,null,null,null,null,null,null,null,null,null,null,null,null,null,null,null,null,null,-1,233,-232,-235]
[-180,null,null,null,null,null,null,null,null,null,"",null,null,null,null,null,null,null,null,null,null,null,null,null,null,null,null,null,null,null,null,-1,234,-233,-236]
[-181,null,null,null,null,null,null,null,null,null,"",null,null,null,null,null,null,null,null,null,null,null,null,null,null,null,null,null,null,null,null,-1,235,-234,-237]
[-182,null,null,null,null,null,null,null,null,null,"",null,null,null,null,null,null,null,null,null,null,null,null,null,null,null,null,null,null,null,null,-1,236,-235,-238]
[-183,null,null,null,null,null,null,null,null,null,"",null,null,null,null,null,null,null,null,null,null,null,null,null,null,null,null,null,null,null,null,-1,237,-236,-239]
[-184,null,null,null,null,null,null,null,null,null,"",null,null,null,null,null,null,null,null,null,null,null,null,null,null,null,null,null,null,null,null,-1,238,-237,-240]
[-185,null,null,null,null,null,null,null,null,null,"",null,null,null,null,null,null,null,null,null,null,null,null,null,null,null,null,null,null,null,null,-1,239,-238,-241]
[-186,null,null,null,null,null,null,null,null,null,{"$f":"IF(A284<=0,\"\",J284+L284)","v":""},null,null,null,null,null,null,null,null,null,null,null,null,null,null,null,null,null,null,null,null,-1,240,-239,-242]
[-187,null,null,null,null,null,null,null,null,null,"",null,null,null,null,null,null,null,null,null,null,null,null,null,null,null,null,null,null,null,null,-1,241,-240,-243]
[{"$f":"IF(AF289=0,0,IF(A285=\" \",\"\",A285-1))","v":-188},null,null,null,null,null,null,null,null,null,"",null,null,null,null,null,null,null,null,null,null,null,null,null,null,null,null,null,null,null,null,-1,242,-241,-244]
[-189,null,null,null,null,null,null,null,null,null,"",null,null,null,null,null,null,null,null,null,null,null,null,null,null,null,null,null,null,null,null,-1,243,-242,-245]
[-190,null,null,null,null,null,null,null,null,null,"",null,null,null,null,null,null,null,null,null,null,null,null,null,null,null,null,null,null,null,null,-1,244,-243,-246]
[-191,null,null,null,null,null,null,null,null,null,"",null,null,null,null,null,null,null,null,null,null,null,null,null,null,null,null,null,null,null,null,{"$f":"IF(AND(AF288>=1,AF288<47),AF288+1,IF(AH289=0,1,IF(AF288=47,AF288+1,-1)))","v":-1},{"$f":"IF(AG288>=1,AG288+1,IF(AH289=0,1,-1))","v":245},-244,-247]
[-192,null,null,null,null,null,null,null,null,null,"",null,null,null,null,null,null,null,null,null,null,null,null,null,null,null,null,null,null,null,null,-1,246,{"$f":"AH289-1","v":-245},{"$f":"AI289-1","v":-248}]
[-193,null,null,null,null,null,null,null,null,null,"",null,null,null,null,null,null,null,null,null,null,null,null,null,null,null,null,null,null,null,null,-1,247,-246,-249]
[-194,null,null,null,null,null,null,null,null,null,"",null,null,null,null,null,null,null,null,null,null,null,null,null,null,null,null,null,null,null,null,-1,248,-247,-250]
[-195,null,null,null,null,null,null,null,null,null,"",null,null,null,null,null,null,null,null,null,null,null,null,null,null,null,null,null,null,null,null,-1,249,-248,-251]
[-196,null,null,null,null,null,null,null,null,null,"",null,null,null,null,null,null,null,null,null,null,null,null,null,null,null,null,null,null,null,null,-1,250,-249,-252]
[-197,null,null,null,null,null,null,null,null,null,"",null,null,null,null,null,null,null,null,null,null,null,null,null,null,null,null,null,null,null,null,-1,251,-250,-253]
[-198,null,null,null,null,null,null,null,null,null,"",null,null,null,null,null,null,null,null,null,null,null,null,null,null,null,null,null,null,null,null,-1,252,-251,-254]
[-199,null,null,null,null,null,null,null,null,null,"",null,null,null,null,null,null,null,null,null,null,null,null,null,null,null,null,null,null,null,null,-1,253,-252,-255]
[-200,null,null,null,null,null,null,null,null,null,"",null,null,null,null,null,null,null,null,null,null,null,null,null,null,null,null,null,null,null,null,-1,254,-253,-256]
[-201,null,null,null,null,null,null,null,null,null,"",null,null,null,null,null,null,null,null,null,null,null,null,null,null,null,null,null,null,null,null,-1,255,-254,-257]
[-202,null,null,null,null,null,null,null,null,null,"",null,null,null,null,null,null,null,null,null,null,null,null,null,null,null,null,null,null,null,null,-1,256,-255,-258]
[-203,null,null,null,null,null,null,null,null,null,"",null,null,null,null,null,null,null,null,null,null,null,null,null,null,null,null,null,null,null,null,-1,257,-256,-259]
[-204,null,null,null,null,null,null,null,null,null,"",null,null,null,null,null,null,null,null,null,null,null,null,null,null,null,null,null,null,null,null,-1,258,-257,-260]
[-205,null,null,null,null,null,null,null,null,null,"",null,null,null,null,null,null,null,null,null,null,null,null,null,null,null,null,null,null,null,null,-1,259,-258,-261]
[-206,null,null,null,null,null,null,null,null,null,"",null,null,null,null,null,null,null,null,null,null,null,null,null,null,null,null,null,null,null,null,-1,260,-259,-262]
[-207,null,null,null,null,null,null,null,null,null,"",null,null,null,null,null,null,null,null,null,null,null,null,null,null,null,null,null,null,null,null,-1,261,-260,-263]
[-208,null,null,null,null,null,null,null,null,null,"",null,null,null,null,null,null,null,null,null,null,null,null,null,null,null,null,null,null,null,null,-1,262,-261,-264]
[-209,null,null,null,null,null,null,null,null,null,"",null,null,null,null,null,null,null,null,null,null,null,null,null,null,null,null,null,null,null,null,-1,263,-262,-265]
[-210,null,null,null,null,null,null,null,null,null,"",null,null,null,null,null,null,null,null,null,null,null,null,null,null,null,null,null,null,null,null,-1,264,-263,-266]
[-211,null,null,null,null,null,null,null,null,null,"",null,null,null,null,null,null,null,null,null,null,null,null,null,null,null,null,null,null,null,null,-1,265,-264,-267]
[-212,null,null,null,null,null,null,null,null,null,"",null,null,null,null,null,null,null,null,null,null,null,null,null,null,null,null,null,null,null,null,-1,266,-265,-268]
[-213,null,null,null,null,null,null,null,null,null,"",null,null,null,null,null,null,null,null,null,null,null,null,null,null,null,null,null,null,null,null,-1,267,-266,-269]
[-214,null,null,null,null,null,null,null,null,null,"",null,null,null,null,null,null,null,null,null,null,null,null,null,null,null,null,null,null,null,null,-1,268,-267,-270]
[-215,null,null,null,null,null,null,null,null,null,"",null,null,null,null,null,null,null,null,null,null,null,null,null,null,null,null,null,null,null,null,-1,269,-268,-271]
[-216,null,null,null,null,null,null,null,null,null,"",null,null,null,null,null,null,null,null,null,null,null,null,null,null,null,null,null,null,null,null,-1,270,-269,-272]
[-217,null,null,null,null,null,null,null,null,null,"",null,null,null,null,null,null,null,null,null,null,null,null,null,null,null,null,null,null,null,null,-1,271,-270,-273]
[-218,null,null,null,null,null,null,null,null,null,"",null,null,null,null,null,null,null,null,null,null,null,null,null,null,null,null,null,null,null,null,-1,272,-271,-274]
[-219,null,null,null,null,null,null,null,null,null,"",null,null,null,null,null,null,null,null,null,null,null,null,null,null,null,null,null,null,null,null,-1,273,-272,-275]
[-220,null,null,null,null,null,null,null,null,null,"",null,null,null,null,null,null,null,null,null,null,null,null,null,null,null,null,null,null,null,null,-1,274,-273,-276]
[-221,null,null,null,null,null,null,null,null,null,"",null,null,null,null,null,null,null,null,null,null,null,null,null,null,null,null,null,null,null,null,-1,275,-274,-277]
[-222,null,null,null,null,null,null,null,null,null,"",null,null,null,null,null,null,null,null,null,null,null,null,null,null,null,null,null,null,null,null,-1,276,-275,-278]
[-223,null,null,null,null,null,null,null,null,null,"",null,null,null,null,null,null,null,null,null,null,null,null,null,null,null,null,null,null,null,null,-1,277,-276,-279]
[-224,null,null,null,null,null,null,null,null,null,"",null,null,null,null,null,null,null,null,null,null,null,null,null,null,null,null,null,null,null,null,-1,278,-277,-280]
[-225,null,null,null,null,null,null,null,null,null,"",null,null,null,null,null,null,null,null,null,null,null,null,null,null,null,null,null,null,null,null,-1,279,-278,-281]
[-226,null,null,null,null,null,null,null,null,null,"",null,null,null,null,null,null,null,null,null,null,null,null,null,null,null,null,null,null,null,null,-1,280,-279,-282]
[-227,null,null,null,null,null,null,null,null,null,"",null,null,null,null,null,null,null,null,null,null,null,null,null,null,null,null,null,null,null,null,-1,281,-280,-283]
[-228,null,null,null,null,null,null,null,null,null,"",null,null,null,null,null,null,null,null,null,null,null,null,null,null,null,null,null,null,null,null,-1,282,-281,-284]
[-229,null,null,null,null,null,null,null,null,null,"",null,null,null,null,null,null,null,null,null,null,null,null,null,null,null,null,null,null,null,null,-1,283,-282,-285]
[-230,null,null,null,null,null,null,null,null,null,"",null,null,null,null,null,null,null,null,null,null,null,null,null,null,null,null,null,null,null,null,-1,284,-283,-286]
[-231,null,null,null,null,null,null,null,null,null,"",null,null,null,null,null,null,null,null,null,null,null,null,null,null,null,null,null,null,null,null,-1,285,-284,-287]
[0,null,null,null,null,null,null,null,null,null,"",null,null,null,null,null,null,null,null,null,null,null,null,null,null,null,null,null,null,null,null,-1,286,-285,-288]
[0,null,null,null,null,null,null,null,null,null,"",null,null,null,null,null,null,null,null,null,null,null,null,null,null,null,null,null,null,null,null,-1,287,-286,-289]
[null,null,null,null,null,null,null,null,null,null,null,null,null,null,null,null,null,null,null,null,null,null,null,null,null,null,null,null,null,null,null,-1,288,-287,-290]